## version_notes
Date | Version | Change type | Release notes | Tab Name | Cell Reference | Link
2019-12-26 | 1 | Initial release | Initial public release of template. Emailed to service list and posted to https://www.cpuc.ca.gov/General.aspx?id=6442459770 | N/A | N/A | N/A
2020-02-14 | 2 | General | Added version_notes tab for documenting changes between versions. | This tab | N/A | N/A
2020-02-14 | 2 | General | Highlighted changes since v1 in yellow for ease of finding. | Throughout workbook; see below. | Throughout workbook; see below. | Throughout workbook; see below.
2020-02-14 | 2 | General | Added hyperlinks to new changes for ease of finding (see columns to the right of this table). | This tab | N/A | N/A
2020-02-14 | 2 | Instructions | General update to instructions tabs to reflect new changes listed below, and questions from the 1/16 webinar. | N/A | N/A | N/A
2020-02-14 | 2 | Instructions | New deadline of July 1st, 2020 for submitting this workbook. | instructions_3_high_level_steps | D15 | #instructions_3_high_level_steps!D15
2020-02-14 | 2 | Instructions | Instructions now specify a cutoff date of 4/30/2020 for determining the set of contracts that are planned, online, or under development. | instructions_3_high_level_steps | D4 | #instructions_3_high_level_steps!D4
2020-02-14 | 2 | Instructions | Changed instructions to clarify, for storage_max_discharge: If the resource is a storage or hybrid resource, report the battery's maximum rate of discharge in MW here. | instructions_7_data_dict | D31 | #instructions_7_data_dict!D31
2020-02-14 | 2 | Hybrid / storage accounting | Reordered columns in unique_contracts to group the hybrid-resource related items together. All variables related to hybrids now have "hybrid" in the name. | unique_contracts | U:X | #unique_contracts!U:X
2020-02-14 | 2 | Hybrid / storage accounting | Added is_hybrid field (1 or 0) to clearly identify hybrid resources. | unique_contracts | U1 | #unique_contracts!U1
2020-02-14 | 2 | Hybrid / storage accounting | Add a new hybrid resource variable: hybrid_combined_max_mw . This is the maximum rate of discharge of the hybrid resource (including generator + battery). E.g. a hybrid could be 100 MW solar, 20 MW 4-hr battery, but only have a max total MW of 110 MW. This field would contain 110. | unique_contracts | W1 | #unique_contracts!W1
2020-02-14 | 2 | Hybrid / storage accounting | Add new var, hybrid_can_charge_from_grid : 1/0 variable. 1 means can charge from grid as well as the resource to which it is paired, 0 means it can only charge from the paired resource. | unique_contracts | X1 | #unique_contracts!X1
2020-02-14 | 2 | Accounting for incremental resources per D. 19-11-016 | Added instructions for the following special case resources counting towards the D.19-11-016 procurement requirement: new build resources that are energy-only in 2021, demand side resources, and upgrades to existing resources (including capacity increases or adding a battery to an existing resource to make a hybrid resouce). | instructions_10_incrementality | A1 | #instructions_10_incrementality!A1
2020-02-14 | 2 | Contract Types | The "planned" contract type is now split into planned_existing and planned_new. Definitions are provided in the contract_status tab. | contract_status | A5 | #contract_status!A5
2020-02-14 | 2 | monthly_gwh_mw tab | Template now prompts users to fill out a MW amount for ALL imports, unspecified and specified. | resources | D:D | #resources!D:D
2020-02-14 | 2 | monthly_gwh_mw tab | For transfer_purchase and transfer_sale, template now asks for approximate resource mix in note. | resources | B:B | #resources!B:B
2020-02-14 | 2 | Resource list | Updated baseline resources list in "resources" tab to reflect 1/3/2020 ALJ ruling finalizing baseline, available at https://www.cpuc.ca.gov/General.aspx?id=6442463413 . Staff crosswalked and combined this new list, the list included in v1, and the latest CAISO NQC list to get the most complete set of resource names possible. Note that some of these identifiers from these two datasets might be redundant and "point" to the same resource; LSEs can use whichever one they prefer. For resources in the baseline list with no CAISO ID, staff used the generator name as the identifier. | resources | A:I | #resources!A:I
2020-02-14 | 2 | Resource list | Corrected note types for unspecified_imports | resources | B:B | #resources!B:B
2020-02-14 | 2 | Resource list | Corrected note type for unbundled_rec | resources | B:B | #resources!B:B
2020-02-14 | 2 | Resource list | Corrected note type for unspecified_non_import | resources | B:B | #resources!B:B
2020-02-14 | 2 | Resource list | Changed supertype names for clarity. | instructions_8_supertypes | A:A | #instructions_8_supertypes!A:A
2020-02-14 | 2 | Resource list | Added "sellers_choice" contract option for resource ("special" supertype). | instructions_9_special_notes | A9 | #instructions_9_special_notes!A9
2020-02-14 | 2 | unique_contracts tab | The unique_contracts tab now asks for online_date for new resources. | unique_contracts | F:F | #unique_contracts!F:F
2020-02-14 | 2 | unique_contracts tab | Added columns to account for incrementality of resources per CPUC Decision 19-11-016. | unique_contracts | M:N | #unique_contracts!M:N
2020-02-14 | 2 | unique_contracts tab | Template now requests contract execution date. | unique_contracts | G:G | #unique_contracts!G:G
2020-02-14 | 2 | monthly_gwh_mw tab | Contract status is now a blue field rather than a purple one, meaning it is NOT auto-populated and the LSE must fill it out. | monthly_gwh_mw | I:I | #monthly_gwh_mw!I:I
2020-02-14 | 2 | monthly_gwh_mw tab | Added currently_online field in purple. | monthly_gwh_mw | N:N | #monthly_gwh_mw!N:N
2020-02-14 | 2 | Instructions | Added language to clarify the purpose of notes and why they are needed for staff to uniquely identify contracts | instructions_5_notes_explained | A5 | #instructions_5_notes_explained!A5
2020-02-25 | 2a | Contracts tab | Added lookup formulas to show max MW (nameplate for physical resources) and NQC MW in the contracts tab. These are used 1) for LSE data checking and 2) summed up in the new incremental procurement dashboard in the "dashboard" tab. | unique_contracts | AJ:AQ | #unique_contracts!AJ:AQ
2020-02-25 | 2a | Dashboard tab | Added table to calculate incremental procurement per D.19-11-016 to "dashboard" tab. | dashboard | B15 | #dashboard!B15
2020-02-25 | 2a | monthly_gwh_mw tab and unique_contracts tab | Added some example data to demonstrate new incremental procurement counting functionality, lines 49-51 in the monthly_gwh_mw tab | monthly_gwh_mw | 49:51 | #monthly_gwh_mw!49:51
2020-02-25 | 2a | Instructions | Added language to clarify that "baseline" refers to baseline in D.19-11-016 against which incremental procurement will be measured, not baseline for capacity expansion modeling purposes. | instructions_1_general | A9 | #instructions_1_general!A9
2020-02-25 | 2a | Resource list | unspecified_import resource type is no longer counted as incremental for purposes of D.19-11-016. | resources | H1888 | #resources!H1888
2020-02-25 | 2a | Instructions | Clarified language around contract time frames to report. | instructions_3_high_level_steps | D4 | #instructions_3_high_level_steps!D4
2020-02-25 | 2a | Instructions | Corrected language around "new" contracts and RESOLVE-selected resources in instructions_8. | instructions_8_supertypes | B5:B6 | #instructions_8_supertypes!B5:B6
2020-02-25 | 2b | Contracts tab | Wording tweaks to definition of "development" resources | contract_status | B3 | #contract_status!B3
2020-05-11 | 3 | Instructions | Updated due date for this data template to September 1, 2020. | instructions_1_general | A5 | #instructions_1_general!A5
2020-05-11 | 3 | Instructions | Cutoff for determining contract status is now June 30th, 2020. | instructions_3_high_level_steps | D8 | #instructions_3_high_level_steps!D8
2020-05-11 | 3 | Instructions | Added instructions for "opt-out" LSEs as identified in D.19-11-016. | instructions_3_high_level_steps | D8 | #instructions_3_high_level_steps!D8
2020-05-11 | 3 | Instructions | Per Ordering Paragraphs (OPs) 2 and 3 of D.20-03-028 and the latest Narrative Template, LSEs must now submit at least two data templates, one "preferred conforming" for a 46 MMT portfolio and another "preferred conforming" for a 38 MMT portfolio (and more than two if the LSE plans on submitting multiple conforming or alternative portfolios). Instructions are updated to reflect this. | instructions_3_high_level_steps | D3 | #instructions_3_high_level_steps!D3
2020-05-11 | 3 | Instructions | Updated submission instructions, including new rules on naming conventions for multiple conforming/preferred/alternative portfolios. | instructions_3_high_level_steps | D19 | #instructions_3_high_level_steps!D19
2020-05-11 | 3 | Instructions | Updated data dictionary to include fields added to template since v2. | instructions_7_data_dict | C17 | #instructions_7_data_dict!C17
2020-05-11 | 3 | Dashboard tab | Dashboard now contains a System Reliability Progress Tracking Table, displaying estimated NQC by resource type and planned/existing status for a given month. This table now uses the CPUC’s currently adopted monthly average ELCC in the short term (2020-2023), and RESOLVE-calculated average ELCC in the long term (2024-2030). Wind has different ELCC values, a "high" and a "low" depending on its capacity factor; see the "resources" tab for an assignment of wind resources to ELCC values. Note that this table is different from the D.19-11-016 incremental procurement NQC, because that decision specifies different counting rules than the "standard" NQC used in PRM calculations. | dashboard | C6 | #dashboard!C6
2020-05-11 | 3 | monthly_gwh_mw tab | ELCC types are now assigned on a by-resource level, rather than by RESOLVE categories. This change was implemented to allow the updated NQC counting functionality described above. | resources | K:K | #resources!K:K
2020-05-11 | 3 | monthly_gwh_mw tab | ELCC calculation logic is changed in monthly_gwh_mw to accommodate the changes above. This includes formulas for calculating storage NQC. If a battery resource is less than four hour duration, its NQC is derated by [duration in hours / 4 hours]. All storage of 4 hour or more duration has an NQC equal to 100% of its nameplate capacity. | monthly_gwh_mw | O:U | #monthly_gwh_mw!O:U
2020-05-11 | 3 | monthly_gwh_mw tab | Added cns_mapping tab to allow users of this data template to map individual resources to categories in the CNS tool. This tab is for information only and is intended to help LSEs cross-reference their data in the CNS tool with their data in this template. | cns_mapping | A1 | #cns_mapping!A1
2020-05-11 | 3 | elcc | Updated ELCC values. ELCC is now dependent on the MMT of the portfolio (38 vs 46) and varies by both year and month. This tab assumes 0% NQC for unknown resources (i.e. the template cannot map a type) by default. If type is unknown and you want to get NQC from a resource, you must provide a contracted NQC value. Otherwise the template will estimate zero by default. | elcc | A1 | #elcc!A1
2020-05-11 | 3 | 38 vs 46 MMT portfolio | You must now select 38 or 46 MMT in the portfolio_toggle tab, depending on which portfolio you are entering into this data template. | portfolio_toggle | A1 | #portfolio_toggle!A1
2020-05-11 | 3 | Reliability | The template now estimates a system RA obligation through 2030, based on a user-entered 2021 RA obligation. This will be kept confidential. | estimate_system_ra_requirement | B68 | #estimate_system_ra_requirement!B68
2020-05-11 | 3 | Error checking | Added formulas in Column T of the dashboard tab to test to see if there is a mismatch between the totals of the various tables. This is caused by improper data entry. All of the values here should read "TRUE." If you see FALSE, please correct underlying data. This is often caused by the template being unable to assign an ELCC type to a resource--a formula flags this. | dashboard | T:T | #dashboard!T:T
2020-05-11 | 3 | Reliability | Summary table in dashboard can now display NQC MW for the System Reliability Progress Tracking Table. It will compare this to the RA obligation estimated in the estimate_system_ra_requirement tab. Note that this table can also display GWh by using the toggle in Cell A1. | dashboard | 67:70 | #dashboard!67:70
2020-05-11 | 3 | List of LSEs | Updated list of filing LSEs to match new IRP OIR, available here: http://docs.cpuc.ca.gov/PublishedDocs/Published/G000/M333/K039/333039523.PDF | lse_names | A:A | #lse_names!A:A
2020-05-11 | 3 | Q and A | Added link to CPUC Q&A on this workbook. Please review the Q&A after reviewing the instructions. | instructions_11_q_and_a | A1 | #instructions_11_q_and_a!A1
2020-05-11 | 3 | Instructions | Added new instructions tab for dealing with special case resources: CAM, PCIA, D.19-11-016 optout resources | instructions_12_cam_pcia_optout | A1 | #instructions_12_cam_pcia_optout!A1

## instructions_1_general
General instructions for Load Serving Entities (LSEs):
PURPOSE: This workbook is for reporting your existing and planned energy and capacity contracts in the context of Integrated Resource Planning (IRP).
Please review all the tabs in this workbook carefully before entering data. Follow all instructions.
Once you understand the structure of the workbook, please review the Q&A posted here for more detailed technical questions: ftp://ftp.cpuc.ca.gov/energy/modeling/Filling%20Requirement%20QA%20_%2004232020.pdf
Please send this Resource Data Template to irpdatarequest@cpuc.ca.gov via the CPUC's secure FTP application, following the instructions in Part 3. More information on using the FTP can be found in the Filing Requirements Standards document. You must submit at least two "preferred conforming" portfolios, one corresponding to your 38 MMT portfolio, the other to your 46 MMT portfolio. See instructions_3 for more detail on naming conventions and instructions for submitting optional additional portfolios.
Additional documentation can be found in the Glossary section of the Narrative Template.
Please reach out to IRPDataRequest@cpuc.ca.gov with any questions on the template. Write "2020 Data Template Question" in the subject line.
All numbers should be entered as zero or positive numbers. Do not enter negative numbers.
Only modify the four blue tabs: "portfolio_toggle","monthly_gwh_mw","unique_contracts","estimate_system_ra_requirement". More detailed instructions for using these tabs follows.
Note: all rererences in this template to "baseline" refer to the baseline in D.19-11-016 against which incremental procurement will be measured. It does NOT refer to the RESOLVE baseline, or, more generally, any other baseline used for capacity expansion modeling purposes.
Review, but do not modify, the orange, green and purple tabs.
Do not change the position or text of any of the column headers in any tab (i.e. do not insert rows above the headers; do not insert columns between existing headers). Do not change any of the tab names, or the order in which they appear. There is no need to mark this data as confidential; staff will treat it as confidential.
NOTE ON COLOR CODING: Tabs in this spreadsheet are color-coded to help the user understand and use them effectively. -Broadly speaking, the orange tabs are instructions, the blue tabs are for inputting and validating procurement data, the green tabs are standardized lists of acceptable values that can be entered into the blue tab, and the purple tabs are for error checking and creating summary statistics. -The orange, green and purple tabs should be reviewed, but not modified directly; LSEs should enter their data ONLY in the blue tabs, and use the green and purple tabs to ensure data quality. -More detail on how to use each tab is provided in the instructions.

## instructions_2_tab_overview
Please review the instructions below to determine how to use the tabs of this workbook.
Tab name | Purpose | Description | Instructions to LSE
version_notes | Documentation | Description of v2,v2a,v2b,and v3 changes since initial informal release of workbook on Dec 26, 2019 | Review; do not modify
instructions_1_general | Instructions | General instructions; Overview of purpose and structure of this workbook. | Review; do not modify
instructions_2_tab_overview | Instructions | Tab-specific documentation. | Review; do not modify
instructions_3_high_level_steps | Instructions | Instructions for entering data into this workbook. | Review; do not modify
instructions_4_cell_color_codes | Instructions | Describes the purpose and use of color-coding of cells. | Review; do not modify
instructions_5_notes_explained | Instructions | Describes the purpose of the "notes" column and how notes should be used when entering data. | Review; do not modify
instructions_6_types_of_notes | Instructions | Describes specific types of notes to be used. | Review; do not modify
instructions_7_data_dict | Instructions | Technical information on data fields. | Review; do not modify
instructions_8_supertypes | Instructions | Documentation on the different "supertypes" of resources in the "resources" tab. A supertype concerns whether a resource is new or baseline, physical or nonphysical, etc. | Review; do not modify
instructions_9_special_notes | Instructions | Documentation on different nonstandard resource types. | Review; do not modify
instructions_10_incrementality | Instructions | Instructions for how to enter certain nonstandard resources as being incremental to the procurement mandate in D.19-11-016 | Review; do not modify
instructions_11_q_and_a | Instructions | Link to Q&A doc | Click the link and review the document that appears.
instructions_12_cam_pcia_optout | Instructions | Instructions for special case resouces such as PCIA, CAM, and D.19-11-016 opt-out | Review; do not modify
portfolio_toggle | Data input | Sheet for LSE to choose whether they are entering information for a 38 or 46 MMT portfolio | Select 38 or 46 MMT using the dropdown menu in Cell A1.
estimate_system_ra_requirement | Data input | Sheet for estimating the LSE's system RA requirement through 2030. | Please input your LSE's 2021 System RA allocation, NQC MW in Cell B68. This will be kept confidential.
monthly_gwh_mw | Data input & automatic validation | Sheet for LSE to enter their monthly procurement data. Contains pre-written formulas for error checking and validation. | Enter data and copy down formulas here, per Part 3 of the instructions.
unique_contracts | Data input & automatic validation | Sheet for LSE to enter data about unique contracts. Contains pre-written formulas for error checking and validation. | Enter data and copy down formulas here, per Part 3 of the instructions. As is described in Part 3, you must populate monthly_gwh_mw FIRST.
errors | Error checking dashboard | Automatically summarizes data errors from the blue data input tabs. | Review to ensure your portfolio is accurately entered. Do not modify this tab directly. Fix errors in blue data input tabs data where an error is identified.
fillmes | Error checking dashboard | Shows the LSE where they need to provide more information in cells containing "fillme." | Review to ensure your portfolio is accurately entered. Do not modify this tab directly. If you see errors, go back to the blue tab data and fill in cells marked "fillme."
dashboard | Error checking dashboard | Automatically generates a summary of the LSE's portfolio. | Review to ensure your portfolio is accurately entered. Do not modify this tab directly (you can, however, use the dropdown menus in Column B). Fix errors in blue tab data where an error is identified.
resources | List of acceptable values | List of acceptable generating resources, and supporting info | When entering data into the blue tabs, only use resource identifiers from Col A of this tab.
lse_names | List of acceptable values | List of acceptable LSE names, and supporting info | When entering data into the blue tabs, only use LSE names from Col A of this tab.
elcc | ELCC value lookup table | Used to assign an estimate of the NQC value of new resources | Review; do not modify
contract_status | List of acceptable values | List of acceptable contract statuses, and supporting info | When entering data into the blue tabs, only use contract statuses from Col A of this tab.
month_map | Month string to numeric lookup table | Map of month numbers to names | Review; do not modify
caiso_interconnection_queue | CAISO interconnection queue for assessing viability of new projects | Allow LSEs to identify where their project is in the CAISO queue. | Use Col A of this tab to identify where a new resource is in the interconnection queue.
cns_mapping | Information | Information-only table to help LSE's map the resources they have entered here to the resources in the CNS tool. | Review this table and use it to make sure your portfolios match between the CNS tool and this Resource Data Template.

## instructions_3_high_level_steps
The following is a summary list of high-level steps for using this workbook. Please review and understand the steps below. More documentation and detail is provided in the other "instructions" tabs.
Step number | Tab Name | Action | Instructions
Note: Per Decision 20-03-028 and the Narrative Template, LSEs are required to file at least two data templates, a preferred conforming 38 MMT version and a preferred conforming 46 MMT version (and more if they wish to do multiple conforming or alternative portfolios). The instructions below describe the preparation of one data template, so LSEs should follow them for each template. Note that the instructions are effectively the same for each individual template, except for the file naming convention in the last step.
1 | All | Review | Review all tabs in this workbook to ensure that you understand the instructions. Sample data is provided for illustrative purposes--you can clear it before you enter your data, but make sure you keep the first row of the pre-written formulas, as you will be copying these later. Note the error flagging formulas and understand why they are doing so.
2 | N/A | Review | Review the CPUC Q&A for the Resource Data Template and Narrative Template, available here: ftp://ftp.cpuc.ca.gov/energy/modeling/Filling%20Requirement%20QA%20_%2004232020.pdf
3 | portfolio_toggle | Enter Data | Select 38 or 46 MMT using the dropdown menu in Cell A1, as appropriate for the resources you are entering in this template.
4 | estimate_system_ra_requirement | Enter Data | Please input your LSE's 2021 System RA allocation, NQC MW in Cell B68. This will be kept confidential.
5 | monthly_gwh_mw | Enter data | Enter monthly energy and capacity procurement data, by contract, year, and month, into the light blue columns. Enter all contracts with delivery start dates on or after January 1st, 2020, and before January 1st, 2031. If an LSE opted-out of its procurement obligation under D.19-11-016, or was not assigned a procurement obligation under D.19-11-016, and thus will have a certain amount of procurement occurring on their behalf, the LSE must enter an amount and type of resource(s) communicated to it by Energy Division staff. Staff will coordinate LSEs that are not self-procuring and IOUs procuring on their behalf to prevent double counting and to ensure that reported resources align with procurement that has already occurred or is consistent with the RSP. Enter all contracts that fall into either of the following two categories. 1) You have already executed the contract as of this filing, regardless of whether the resource is currently online or will come online in the future. Note that this set of contracts should include the ones you are currently using to serve load (e.g. you must include a contract signed in 2017 that is serving your load as of this filing). 2) You plan to execute the contract in the future with a start date before January 1st, 2031. For purposes of determining the contract_status (i.e. whether a resource is planned or in development or under review by decision-makers), use June 30th, 2020 as the cutoff date. Each contract needs an energy value in GWh and a capacity value in MW, meaning that you must enter a number >=0 in the contract_gwh column, and a number >=0 in EITHER the contracted_nqc_mw_if_known column or the nqc_fraction_if_nqc_not_known column (but not both). Note that where possible you should use only items from the list of identifiers in the green tabs (first green column of each green tab).
6 | monthly_gwh_mw | Copy formulas | To the right of the data just entered, in purple and gray columns, you will see some pre-written formulas in the first row. Copy these formulas down to the last row of data.
7 | monthly_gwh_mw | Review | Review the formulas' results.
8 | monthly_gwh_mw | Correct | Correct any data errors in the data you entered in Step 2 that was caught by the formulas. It is OK to overwrite default values in the purple columns, but do NOT overwrite formulas in the gray columns. If you see the text "fillme" displayed in any purple cell, overwrite it with the correct value.
9 | unique_contracts | Copy formulas | In Columns B-E, copy down formulas in unique_contracts until all the unique contracts listed in monthly_gwh_mw are displayed. The template will automatically generate a list of unique contracts from the monthly data. Note this will only work if steps 1-5 are complete.
10 | unique_contracts | Enter data | Enter contract data into the light blue columns.
11 | unique_contracts | Copy formulas | Adjacent to the data just entered, you will see some pre-written formulas in the first row, in purple and gray. Copy these formulas down to the last row of data.
12 | unique_contracts | Correct | Correct any data errors caught by the formulas. It is OK to overwrite default values in the purple columns, but do NOT overwrite formulas in the gray columns. If you see the text "fillme" displayed in any cell, overwrite it with the correct value.
13 | errors | Review | Review. Where there are errors in the previous tabs, they are flagged here. Trace the errors and correct as needed in monthly_gwh_mw and unique_contracts.
14 | fillmes | Review | Review. Where there are values that you need to populate in the previous tabs, they are flagged here. Trace the errors and populate values as needed in monthly_gwh_mw and unique_contracts.
15 | dashboard | Review | Review and ensure your procurement is accurately reflected.
16 | None | Submit | Send completed workbooks (using the CPUC's secure FTP application) to IRPDataRequest@cpuc.ca.gov by September 1st, 2020. NOTE: Per the Narrative Template, LSEs may study and report multiple “Conforming Portfolios” for each GHG target. LSEs are required to select two "Preferred Conforming Portfolios" among all "Conforming Portfolios" developed and submitted: one "Preferred Conforming Portfolio" to the 46 MMT GHG target, and a second "Preferred Conforming Portfolio" to the 38 MMT GHG target. LSE may also study and report additional "Alternative Portfolios" developed from different assumptions (including different load and load modifier assumptions) from the Reference System Plan. Before submitting, please change this template's file name using the following naming convention. The file name must contain the seven elements below, in the order provided. Use an underscore to separate each element (i.e. the final file name should have six underscores in it). All letters should be lower-case. 1) your lse's abbrevation, provided in this workbook in the "lse" tab 2) the letters "rdt" (denoting this Resource Data Template) 3) "38mmt" or "46mmt", as appropriate, depending on the carbon target corresponding to the portfolio. 4) if portfolio is preferred, write "preferred", else write "na" 5) if portfolio is conforming, write "conforming", else write "na" 6) if portfolio is alternative, write "alternative," else write "na" 7) version number, written as the letter "v", followed by a number. If you have to re-submit a file for any reason, increase this number by 1. For example, Southern California Edison could send the following five workbooks (although,at a minimum, they are only required to send the first two, a preferred conforming each for 38 and 46 MMT): sce_rdt_38mmt_preferred_conforming_na_v1.xlsx sce_rdt_46mmt_preferred_conforming_na_v1.xlsx sce_rdt_46mmt_na_conforming_na_v1.xlsx (this portfolio is conforming, but not preferred) sce_rdt_38mmt_na_na_alternative_v1.xlsx sce_rdt_46mmt_na_na_alternative_v1.xlsx

## instructions_4_cell_color_codes
This tab contains a description of the meanings of color coding in different cells. Please enter data into the blue tabs according to the instructions below.
Step | Color | Purpose | Description | Instructions
1 | Light Blue | LSE Data entry | Columns for LSE entry of procurement data (blank fields, not pre-populated) | Enter procurement data here. You must do this first for the formulas to work.
2 | Purple | LSE Data entry | Columns for LSE entry of procurement data (with pre-populated default values). To reduce redundant data entry and the probability of error, staff has created lookup formulas to pre-populate certain fields with default values. | 0) Ensure that you have entered correct data in the light blue columns, per Step 1. 1) Note the formulas adjacent to the light blue column data, which point to the first row of this data. Copy these formulas down from the first row all the way to the last row of the dataset. 2) Review the resultant values, and confirm that they are correct. 3) If you see a value that is incorrect, enter the correct data into the cell. It is OK to overwrite the formula with your values. 4) If you see a value of "fillme", this means the template cannot populate the value by default, and you need to enter the correct value. Enter the correct data into the cell. It is OK to overwrite the formula with your values. Note that these formulas are provided for your convenience and to demonstrate how staff plans to classify and aggregate the data. If you are manually entering data, it is probably easier to individually overwrite each "fillme" sell. If you are generating your data programatically, it might be easier to overwrite the purple columns wholesale. 5) Review the resultant values, and confirm that they are correct.
3 | Gray | Data Validation | Columns with pre-written formulas that perform testing, data validation (i.e. ensure that the data is in the range of acceptable values), and other calculations | 1) Formulas are already populated in the first row of the data. Copy these formulas down from the first row all the way to the last row of the dataset. DO NOT overwrite these formulas. 2) Review the resultant values, and confirm that they are correct. 3) If you see a value that is incorrect, correct the data in the column that the cell is pointing to, but do not correct the gray cell itself. 4) If you see a value of 0 in the TEST column, that means that an invalid data point was supplied. Correct that data point so that the value = 1.

## instructions_5_notes_explained
Resources that do not correspond to existing physical resources require a special note when reporting them. Please review the information below and follow the guidance below for these resources.
For the purposes of this template, a contract is defined as a unique combination of three columns: resource, cpuc_contract_id, and notes.
For the majority of existing physical resources or specified imports (i.e. has a CAISO ID), the resource and cpuc_contract_id alone will allow staff to uniquely identify a contract, so there is no need to provide a note.
However, staff requires an explanatory note to distinguish between different contracts for resources where the name and contract_id alone are not sufficient to identify the resource.
This is often the case for contract types such as unspecified power, behind-the-meter resources, new resources which do not exist yet, or very small or very recently online resources that do not appear in the CAISO generator list.
The template will automatically flag these as requiring a note. Where you see the text "fillme", please provide a note following the guidance in the next tab.
Important: The resource_contract_note column D in unique_contracts should reflect the set of contracts you are planning or have executed.
This column should NOT contain duplicates. If it does, this means you need to write a note in monthly_gwh_mw to distinguish between resources.
The calculator will then AUTOMATICALLY label these as two separate contracts, which should be reflected in the unique_contracts tab.

## instructions_6_types_of_notes
Review the table below to determine what type of note you should write if the UI prompts you to do so with "fillme" in a cell.
Item in note | Description | Example
approximate resource mix | Approximate mix of resources in a contract. One decimal place is sufficient. | 90% solar, 10% firming natural gas
carbon content | Carbon content of this resource. Provide units, e.g. 0.428 MT CO2 / MWh | 0.39 MT CO2/MWh
buyer | If you are selling energy, this is the name of the buyer. | Marin Clean Energy
seller | If you are buying energy, this is the name of the seller. | Pacific Gas and Electric
intertie | Name of the intertie over which you are importing power. | Malin Intertie
name | Resource name. | Iron Sun Solar
type | Type: solar, battery, wind, geothermal, etc. | Dual-axis solar PV
mw | MW. Please write the number of MW followed by "MW" | 200 MW
For example, if you plan to build a a Gold Coast Solar Unit in an area corresponding to RESOLVE's Greater Imperial Solar area,
and a Silver Star Solar Unit also in the same area, these would both be listed as Greater_Imperial_Solar for the resource name, but they considered are two separate contracts.
You need to supply a note to help staff distinguish between these two, and to make sure that unique_contracts shows them as two separate resources.
The template will prompt you to do so by displaying "fillme_name,type,mw" in the "notes" column. Please fill out at least this information in-cell,
And anything else that will help staff understand the nature of the resource.
For example, the cell could read "Silver Star Solar, 100 MW dual-axis tracking PV, COD Nov 2021 in Sun County" or "Gold Coast Solar, 200 MW fixed PV, COD Dec 2022 in Moon County"

## instructions_7_data_dict
The table below explains the fields in the data template in more detail. Please review these definitions and the Acceptable Values carefully before entering data.
| tab | Field | Description | data type | units | Acceptable Values
1 | monthly_gwh_mw | lse | Standardized abbreviation for the LSE. Where possible, please use names from Col A of lse_names tab | text string | na | Col A of lse_names tab
2 | monthly_gwh_mw | resource | Canonical name for a specific generating resource. Where possible, please use names from the "resource" column in Column A of the "resources" tab. | text string | na | Col A of resources tab
3 | monthly_gwh_mw | cpuc_contract_id | Contract ID matching Contract ID in CPUC Contracts Database | text string | na | #N/A
4 | monthly_gwh_mw | Year | Year of the energy/capacity procured | integer | na | Integers 2020 to 2030
5 | monthly_gwh_mw | Month | Month of the energy/capacity procured | integer | na | Integers 1 through 12
6 | monthly_gwh_mw | contract_gwh | Enter the amount of energy contracted for, in GWh. If this is an RA only contract, enter zero here. Do not leave this blank. | numeric | GWh | Any number greater than or equal to zero
7 | monthly_gwh_mw | contracted_nqc_mw_if_known | If the contract for this resource in this year and month contains an Net Qualifying Capacity (NQC) value that counts for Resource Adequacy (RA) credit, report it here in MW. DO NOT estimate this value if it is not explicitly reported in the contract. If the contract is energy only, enter 0 here. If you plan to buy capacity value but do not know the NQC (for example, because this is a to-be-built future resource), leave this column blank and use the nqc_fraction_if_nqc_not_known instead to report capacity. | numeric | MW (NQC) | Any number greater than or equal to zero
8 | monthly_gwh_mw | nqc_fraction_if_nqc_not_known | The purpose of this field is to allow LSEs to report that they are buying RA capacity for a resource that either does not exist yet, or does not have a known NQC value. In this field, please enter a fraction between 0 and 1, where 0 means completely energy-only, and 1 means that the LSE plans to purchase all available RA capacity value from the resource. 0.5 means that the LSE is planning to purchase capacity value corresponding to half of total capacity value that is available. ONLY fill this field out if you plan on purchasing capacity value, but have not filled out the contracted_nqc_mw_if_known column. If you filled out contracted_nqc_mw already, leave this blank. | numeric | na | Decimal between 0 and 1. Do not enter a percent.
9 | monthly_gwh_mw | contract_status | Status showing maturity of contracting process for this resource. Where possible, please match one of the entries in the "contract_status" column in the contract_status tab. | text string | na | Col A of contract_status tab
10 | monthly_gwh_mw | storage_duration_hours | Storage duration in hours. | integer | hours | Positive integers
11 | monthly_gwh_mw | notes | Notes explaining nonstandard resources. The UI will prompt you with "fillme" if you need to fill this out. | text string | na | See other parts of instruction for guidance.
12 | monthly_gwh_mw | max_mw | If this is a physical resource, this is the resource's nameplate in MW. If it is not, enter the maximum MW it can deliver at any given time. The UI will prompt you with "fillme" if you need to fill this out. | numeric | MW (nameplate) | Any number greater than or equal to zero
13 | monthly_gwh_mw | resource_type | Type of the resource (solar, wind, etc). Use types in Column E of resources to fill out "fillmes" | text string | na | Column E of "resources" tab
14 | monthly_gwh_mw | currently_online | Indicator variable if unit is currently online or not. Automatically calculated for resources with a known ID, but the UI will prompt you with "fillme" if you need to fill this out. | 1 or 0 | na | 1 or 0
15 | monthly_gwh_mw | elcc_type | ELCC type of the resource (solar, wind, etc), used to estimate nqc. Use the types in Column A of the "elcc" tab to fill out "fillmes" | text string | na | Column A of elcc tab
16 | monthly_gwh_mw | elcc_type_year_month | A string that consists of the ELCC Type, the year, and the month, separated by underscores. This is the key that is used to look up an ELCC % in the "elcc" tab | text string | na | Column D of elcc tab
17 | monthly_gwh_mw | elcc_percent | The resource's Effective Load Carrying Capability, expressed as a percent. ELCC times a given resource's nameplate equals its NQC value in a given year and month. | numeric | percent | 0 - 100%
18 | monthly_gwh_mw | battery_multiplier | This is the template's method for derating the NQC of storage resources with durations of less than 4 hours. For example, a 3-hour resource gets an multiplier of 3/4 = 75%. | numeric | percent | 0 - 100%
19 | monthly_gwh_mw | calculated_nqc_mw_for_resources_with_no_contracted_nqc | If the LSE wishes to buy capacity from a certain resource, but they do not have a contracted NQC value (often the case for resources that are not built yet), the template will estimate an NQC value based on the ELCC fields described above. | numeric | MW (NQC) | Any number greater than or equal to zero
20 | monthly_gwh_mw | final_nqc_mw | The NQC MW value that will be used for capacity counting. If the LSE reports a contracted NQC value, the template will use that as-is; else, the template will use the calculated estimate. | numeric | MW (NQC) | Any number greater than or equal to zero
21 | monthly_gwh_mw | test_nqc | Ensures that NQC values are properly estimated. Flags errors. | string | N/A | Will display "OK" or "error"
22 | unique_contracts | online_date_for_new_resources | Date the resource comes online. You only need this for resources that are not online as of this filing. NOTE: In Excel, dates are actually numbers that are formatted to be displayed as dates. This should be displayed in "Short Date" format (in Excel, go to Home->Number and display as Short Date) | Excel date | na | Dates; see note to left of this
23 | unique_contracts | contract_execution_date | Date the contract was executed. NOTE: In Excel, dates are actually numbers that are formatted to be displayed as dates. This should be displayed in "Short Date" format (in Excel, go to Home->Number and display as Short Date) | Excel date | na | Dates; see note to left of this
24 | unique_contracts | contract_start | Date energy/capacity deliveries are contracted to start. NOTE: In Excel, dates are actually numbers that are formatted to be displayed as dates. This should be displayed in "Short Date" format (in Excel, go to Home->Number and display as Short Date) | Excel date | na | Dates; see note to left of this
25 | unique_contracts | contract_end | Date energy/capacity deliveries are contracted to end. NOTE: In Excel, dates are actually numbers that are formatted to be displayed as dates. This should be displayed in "Short Date" format (in Excel, go to Home->Number and display as Short Date) | Excel date | na | Dates; see note to left of this
26 | unique_contracts | interconnection_queue_position | Queue position assigned by CAISO, ISO, or Utility. Enter "TBD" if developer hasn't applied yet. Enter "N/A" if a project never needed a queue position (e.g. Legacy QF contracts, REC only), if the queue position is unknown as the contract is already online or if project is out of CAISO area. | numeric | na | Col A in caiso_interconnection_queue tab, TBD, N/A
27 | unique_contracts | lse_owned | Is the resource owned by the LSE? 1 = Yes, 0 or blank = no | 1 or 0 | na | 1,0
28 | unique_contracts | cam | Is the resource a Capacity Allocation Mechanism (CAM) resource? 1 = Yes, 0 or blank = no | 1 or 0 | na | 1,0
29 | unique_contracts | is_incremental | Is the resource incremental to the baseline established in D.19-11-016? 1=yes, 0=no. Note that this column is pre-populated via a formula. | 1 or 0 | na | 1,0
30 | unique_contracts | incremental_explanation | Explanation for why special case resources should be counted as incremental. See instructions_10_incrementality for guidance on filling this out. | text string | na | See instructions_10_incrementality for guidance
31 | unique_contracts | viability_cod_reasonableness | Choose 1,2, or 3 below to report on project viability. This is only necessary for projects not online yet. • 1 - Interconnection Phase II study complete; permitting application approved; these support reported COD. • 2 - Interconnection Phase II study in progress; permitting application in progress; LSE has plan that supports reported COD. • 3 - One or more of criteria for rating "2" not in place. | Categorical | na | 1,2,3
32 | unique_contracts | viability_technical_feasibility | Choose 1 or 2 below to report on technical feasibility. This is only necessary for resources not yet online. • 1 - Project will use a commercialized technology solution that is currently in use at a minimum of two operating facilities of similar or larger size. • 2 – Criteria for rating 1 not in place. | Categorical | na | 1,2
33 | unique_contracts | viability_resource_sufficiency | Choose 1 or 2 below to report on resource sufficiency. This is only necessary for resources not yet online. • 1 - Project-specific independent engineering assessment is complete and supports the delivery profile (capacity and/or production). • 2 – Criteria for rating 1 not in place. | Categorical | na | 1,2
34 | unique_contracts | viability_financing | Choose 1,2,3,4 or N/A below to report on financing. This is only necessary for resources not yet online. • 1 - All Financing Secured. • 2 - Partial Financing Secured. • 3 - Seeking Financing. • 4 - Not Yet Seeking Financing. • N/A-No Financing Required. | Categorical | na | 1,2,3,4,n/a
35 | unique_contracts | storage_max_discharge_mw | If the resource is a standalone storage or a hybrid (generator + storage) resource, report the battery's maximum rate of discharge in MW here. | numeric | MW nameplate | Any number greater than or equal to zero
36 | unique_contracts | storage_depth_mwh | If the resource is a standalone storage or a hybrid (generator + storage) resource, report the battery's total depth in MWh here. | numeric | MWh | Any number greater than or equal to zero
37 | unique_contracts | is_hybrid | 1 = resource is a hybrid, 0 = not (i.e. standalone storage is marked 0) | 1 or 0 | na | 1,0
38 | unique_contracts | hybrid_generator_mw | A hybrid resource consists of a generator and a battery. This is the nameplate of the generator portion of the resource, in MW. Only report this for hybrid resources. | numeric | MW nameplate | Any number greater than or equal to zero
39 | unique_contracts | hybrid_combined_max_mw | The maximum rate the hybrid resource can send energy to the grid. In most cases this will be close to the sum of the generator portion of the hybrid, plus the battery portion of the hybrid. | numeric | MW nameplate | Any number greater than or equal to zero
40 | unique_contracts | hybrid_can_charge_from_grid | 1 = hybrid can charge from grid AND paired resource. 0 = hybrid can ONLY charge from paired resource | 1 or 0 | na | 1,0

## instructions_8_supertypes
The table below describes the different types of resources in the "resources" tab. Please review and use the table below to guide your entry of procurement data.
resource_supertype | Description
physical | Physical resources from CAISO, RPS, and WECC datasets. Includes both existing resources and resources that are already contracted but not yet online.
existing_generic | Generic resource contract corresponding to a class of existing generators, but not any particular one. The UI will prompt you for a note with "fillme."
new_resolve | New resource that does not yet exist, corresponding to the set of physical candidate resources in RESOLVE. Note that the resources tab provides a list of all of these candidate resources, not only the ones selected in the Reference System Plan--you can choose to enter any of the candidate resources regardless of whether or not it was selected in the Reference System Plan.You must use this category for all new resources whose commercial operating date (COD) is on or before Dec 31st, 2026. NOTE: for new resources whose COD is after that date, you can also optionally specify the resource without a location, as new_generic (see definition below). The UI will prompt you for a note with "fillme."
new_generic | Generic resource contract corresponding to a class of new generators (have not been built yet), but not any particular one. You can use this category for all resources whose commercial operating date (COD) is on or after January 1st, 2027 (or, optionally, you can use "new_resolve" above if desired). The UI will prompt you for a note with "fillme."
new_loadmod | New load modifying resources procured as a result of the IRP procurement track decision. The UI will prompt you for a note with "fillme."
specified_imports | Specific resource with a CAISO ID that is imported from out of CAISO.
special | Nonstandard contracts not corresponding to a physical resource. Please explain these with a note in the "notes" column so that CPUC staff can understand the nature of the contract. The UI will prompt you for a note with "fillme."
Note on A3: Author: Changed from "baseline" to "physical" for clarity
Note on A4: Author: changed from generic_existing to existing_generic
Note on A5: Author: Changed from "new" to "new_resolve"
Note on A6: Author: changed from generic_new to new_generic

## instructions_9_special_notes
Please review the table below, which describes the miscellaneous resources that fall under the "special" supertype that can be entered into the template.
resource | description | Example
unspecified_import | Imports from out of CAISO, over an intertie. Resource mix not known. | Unspecified power over MALIN500 Intertie
transfer_purchase | Your LSE is purchasing energy from another LSE. | example_lse buying 500 MWh solar from PG&E
transfer_sale | Your LSE is selling energy from another LSE. | example_lse selling 200 MWh geothermal to SDG&E
blended | Blended contracts, consisting of a mix of resources. | 90% solar with 10% firming natural gas
unbundled_rec | PCC only resources (NOT bundled with energy) | PCC3, 60% solar 40% wind
unspecified_non_import | Unspecified System Power | low-carbon CAISO system energy, resource mix unknown, 0.06 MT CO2/MWh
sellers_choice | RA contract in which the seller chooses the resources that will provide RA credit to the buyer. The buyer does not necessarily know in advance exactly which resources these comprise. | Seller's choice contract between CCA and IOU for 100 NQC MW in March 2021

## instructions_10_incrementality
The instructions below pertain to filling out the "incremental_explanation" column in the unique_contracts tab, which is included in the template to allow LSEs to explain using nonstandard, special-case resources to count towards the incremental procurement requirement in D.19-11-016. Please follow the instructions below for entering notes into this field.
1) If the contract is for a new supply-side resource (i.e. corresponds to resolve_new or generic_new, resource type), and that resource will be energy-only in 2021, please write “eo2021”. Otherwise you can leave this column blank. For resources that fall into this category, please put a value of 1 in the nqc_fraction_if_nqc_not_known column in monthly_gwh_mw for the year 2021 ONLY. The purposes of this is to allow the NQC counting functions in unique_contracts to work.
2) If the contract is for demand-side resources such as demand response or energy efficiency (corresponds to new_loadmod resource type), please affirm that the resource is NOT already accounted for in the utility’s IEPR demand forecast by writing “not in IEPR demand forecast” If the resource is already accounted for in the IEPR forecast, the resource is not incremental.
3) If you are upgrading an existing resource by adding capacity (for example, adding a battery to an existing resource to make a hybrid resource, or replacing a turbine to increase the nameplate of an existing gas-fired resource), please write “adding [x] MW to existing resource [y],” where X is the number of nameplate MW you are adding to the existing resource, and y is the name of the existing resource. Note that the template will label these as is_incremental = 0 (because the resource that the MW were added to is already in the baseline), but staff will treat the added MW as incremental.
4) If none of the special cases above apply, you can leave incremental_explanation blank.
5) If they DO apply, you can overwrite is_incremental with a value of 1.

## instructions_11_q_and_a
ftp://ftp.cpuc.ca.gov/energy/modeling/Filling%20Requirement%20QA%20_%2004232020.pdf | <---Please review the information in this link before entering any data. It contains helpful Q&A's, compiled from ED webinars with LSEs.

## instructions_12_cam_pcia_optout
Each LSE should input any eligible resources that are currently subject to the cost allocation mechanism (CAM). In estimating its share of resources subject to the CAM, each LSE should refer to the most recent year-ahead CAM resource list available on the Commission’s Resource Adequacy Compliance Materials webpage. The year-ahead CAM list reflects the contract start and end dates of Commission approved CAM resources. The list itemizes the resource adequacy capacity value by month for each IOU service territory. An LSE’s proportional share is determined by its year-ahead share of the total coincident peak load for each IOU service territory, as assigned in the Commission’s annual resource adequacy process. The LSE’s proportional share of that resource is assumed static through the IRP planning horizon, but it will be updated each IRP cycle based on the current proportional share assignment from the Commission’s annual resource adequacy process. LSEs should not make assumptions or predictions on what resources may be procured on behalf of all load and subject to the CAM in the future beyond what is already included in the most recent year-ahead CAM resource list. Note that, in the unique_contracts tab, an LSE labels resources as CAM in the "cam" column.
PCIA resources must be included in the IOU baseline of resources in this template. Other LSEs should not include PCIA resources in their baseline resources, unless otherwise directed by the Commission in the PCIA proceeding or another venue.
If an LSE opted-out of its procurement obligation under D.19-11-016, or was not assigned a procurement obligation under D.19-11-016, and thus will have a certain amount of procurement occurring on their behalf, the LSE must enter an amount and type of resource(s) communicated to it by Energy Division staff. Staff will coordinate LSEs that are not self-procuring and IOUs procuring on their behalf to prevent double counting and to ensure that reported resources align with procurement that has already occurred or is consistent with the RSP.

## portfolio_toggle
38 | <--- Select your MMT here using the dropdown. | 38 | MMT Portfolio
| Do not change other cells in this tab. | 46 | MMT Portfolio

## estimate_system_ra_requirement
Form 1.5b - STATEWIDE
California Energy Demand 2019-2030 Managed Forecast - Mid Demand / Mid AAEE Case
1-in-2 Net Electricity Peak Demand by Agency and Balancing Authority (MW)
Balancing Authority | Agency | 2019 | 2020 | 2021 | 2022 | 2023 | 2024 | 2025 | 2026 | 2027 | 2028 | 2029 | 2030 | Average Annual Growth (2019-2030) | CAISO area Non-IOU,CCA,ESP demand flag
| PG&E Service Area - Greater Bay Area | 7223.418 | 7112.9729 | 6970.1766 | 6925.756 | 6902.1037 | 6898.3315 | 6921.8048 | 6951.077 | 6977.1168 | 7031.5534 | 7024.6938 | 7062.3707 | -0.2048%
| NCPA - Greater Bay Area | 198.0402 | 194.2359 | 189.5737 | 187.6294 | 185.994 | 184.9697 | 185.6229 | 185.7976 | 185.917 | 186.9336 | 186.3064 | 187.7043 | -0.4861% | 1
| Power Enterprise of the San Francisco PUC | 124.9612 | 122.5607 | 119.6189 | 118.3921 | 117.3601 | 116.7139 | 117.126 | 117.2362 | 117.3116 | 117.9531 | 117.5573 | 118.4393 | -0.4861% | 1
| Silicon Valley Power | 529.8162 | 541.7417 | 539.6086 | 545.9916 | 553.2034 | 561.9897 | 569.3134 | 569.8787 | 570.1942 | 572.9148 | 571.2351 | 574.9744 | 0.7464% | 1
| Other NP15 LSEs - Bay Area | 5.0493 | 5.0028 | 4.9613 | 4.9177 | 4.8602 | 4.808 | 4.7987 | 4.7722 | 4.738 | 4.7153 | 4.6794 | 4.6812 | -0.6857% | 1
| CDWR - Greater Bay Area | 54.5596 | 54.5694 | 56.7565 | 56.7463 | 56.7324 | 56.7844 | 56.2167 | 56.2029 | 56.1891 | 56.1689 | 56.2029 | 60.3339 | 0.9188% | 1
| WAPA - Greater Bay Area | 52.3723 | 52.3723 | 52.3723 | 52.3723 | 52.3723 | 52.3723 | 52.3723 | 52.3723 | 52.3723 | 52.3723 | 52.3723 | 52.3723 | 0% | 1
Greater Bay Area Subtotal |  | 8188.2168 | 8083.4558 | 7933.0679 | 7891.8053 | 7872.6261 | 7875.9695 | 7907.2547 | 7937.3369 | 7963.839 | 8022.6115 | 8013.0471 | 8060.8762 | -0.1424%
| PG&E Service Area - Non Bay Area | 9955.495 | 9803.2768 | 9606.4714 | 9545.2498 | 9512.6516 | 9507.4526 | 9539.8042 | 9580.1479 | 9616.0365 | 9691.0624 | 9681.6083 | 9733.5356 | -0.2048%
| NCPA - Non Bay Area | 211.4562 | 207.3942 | 202.4162 | 200.3401 | 198.5939 | 197.5003 | 198.1977 | 198.3843 | 198.5118 | 199.5972 | 198.9275 | 200.4201 | -0.4861% | 1
| Other NP15 LSEs - Non Bay Area | 7.4649 | 7.3215 | 7.1457 | 7.0725 | 7.0108 | 6.9722 | 6.9968 | 7.0034 | 7.0079 | 7.0462 | 7.0226 | 7.0753 | -0.4861% | 1
| CDWR - Non Bay Area | 54.6194 | 54.6292 | 56.8187 | 56.8085 | 56.7946 | 56.8467 | 56.2783 | 56.2645 | 56.2507 | 56.2305 | 56.2645 | 60.4001 | 0.9188% | 1
| WAPA - Non Bay Area | 184.7109 | 184.7109 | 184.7109 | 184.7109 | 184.7109 | 184.7109 | 184.7109 | 184.7109 | 184.7109 | 184.7109 | 184.7109 | 184.7109 | 0% | 1
Total North of Path 15 |  | 18601.9631 | 18340.7883 | 17990.6308 | 17885.9871 | 17832.3878 | 17829.4521 | 17893.2426 | 17963.8478 | 18026.3568 | 18161.2587 | 18141.5809 | 18247.0181 | -0.175%
| PG&E Service Area - ZP26 | 2047.2551 | 2015.9529 | 1975.4817 | 1962.892 | 1956.1885 | 1955.1194 | 1961.7722 | 1970.0685 | 1977.4487 | 1992.877 | 1990.9329 | 2001.6112 | -0.2048%
| CDWR - ZP26 | 115.0304 | 115.0511 | 119.6623 | 119.6408 | 119.6114 | 119.7211 | 118.5242 | 118.495 | 118.4659 | 118.4234 | 118.495 | 127.2048 | 0.9188% | 1
| WAPA - ZP26 | 14.7513 | 14.7513 | 14.7513 | 14.7513 | 14.7513 | 14.7513 | 14.7513 | 14.7513 | 14.7513 | 14.7513 | 14.7513 | 14.7513 | 0% | 1
Total Zone Path 26 |  | 2177.0369 | 2145.7553 | 2109.8952 | 2097.2841 | 2090.5512 | 2089.5918 | 2095.0476 | 2103.3148 | 2110.6659 | 2126.0517 | 2124.1792 | 2143.5673 | -0.1407%
Total Valley |  | 12590.7832 | 12403.0878 | 12167.4581 | 12091.4659 | 12050.3129 | 12043.0745 | 12081.0355 | 12129.8257 | 12173.1836 | 12264.699 | 12252.713 | 12329.7092 | -0.1903%
Total North of Path 26 (Total PG&E TAC Area) |  | 20779 | 20486.4926 | 20100.3959 | 19983.1338 | 19922.8164 | 19918.9474 | 19988.2208 | 20067.1255 | 20137.025 | 20287.3648 | 20265.8365 | 20390.6981 | -0.1713%
| Turlock Irrigation District | 542.8548 | 534.784 | 530.7141 | 529.7531 | 527.8814 | 526.5233 | 525.0243 | 524.0772 | 523.6413 | 524.1143 | 525.248 | 526.8442 | -0.2718%
| Merced | 109.4409 | 107.8138 | 106.9933 | 106.7995 | 106.4222 | 106.1484 | 105.8462 | 105.6552 | 105.5674 | 105.6627 | 105.8913 | 106.2131 | -0.2718%
Total Turlock Irrigation District Control Area |  | 652.2956 | 642.5977 | 637.7073 | 636.5526 | 634.3036 | 632.6717 | 630.8705 | 629.7324 | 629.2087 | 629.777 | 631.1393 | 633.0573 | -0.2718%
| SMUD | 2959.3366 | 2915.5806 | 2898.7459 | 2896.8673 | 2889.9827 | 2881.3364 | 2870.0616 | 2861.4556 | 2860.6378 | 2869.3132 | 2881.639 | 2894.5045 | -0.2012%
| Modesto Irrigation District | 674.1666 | 664.1436 | 659.0892 | 657.8957 | 655.5713 | 653.8847 | 652.0232 | 650.8469 | 650.3056 | 650.893 | 652.301 | 654.2832 | -0.2718%
| Roseville | 325.3951 | 320.5574 | 318.1178 | 317.5418 | 316.4198 | 315.6058 | 314.7073 | 314.1395 | 313.8783 | 314.1618 | 314.8414 | 315.7981 | -0.2718%
| Redding | 220.6106 | 217.3307 | 215.6767 | 215.2862 | 214.5256 | 213.9737 | 213.3645 | 212.9796 | 212.8025 | 212.9947 | 213.4554 | 214.1041 | -0.2718%
| City of Shasta Lake | 34.6264 | 34.1116 | 33.852 | 33.7907 | 33.6713 | 33.5846 | 33.489 | 33.4286 | 33.4008 | 33.431 | 33.5033 | 33.6051 | -0.2718%
| WAPA (BANC) | 90 | 90 | 90 | 90 | 90 | 90 | 90 | 90 | 90 | 90 | 90 | 90 | 0%
Total Balancing Authority of Northern California Control Area |  | 4304.1353 | 4241.7238 | 4215.4816 | 4211.3817 | 4200.1707 | 4188.3852 | 4173.6456 | 4162.8502 | 4161.025 | 4170.7937 | 4185.7401 | 4202.2951 | -0.2174%
| SCE Service Area - LA Basin | 16296.9074 | 16108.6171 | 15974.9165 | 15861.0042 | 15850.2288 | 15795.796 | 15752.8425 | 15749.2994 | 15768.6625 | 15789.2079 | 15882.9959 | 16026.6914 | -0.1519%
| Anaheim | 525.6478 | 519.5746 | 515.2622 | 511.588 | 511.2404 | 509.4847 | 508.0993 | 507.985 | 508.6095 | 509.2722 | 512.2973 | 516.9321 | -0.1519% | 1
| Pasadena Water and Power | 272.6798 | 269.5293 | 267.2922 | 265.3863 | 265.206 | 264.2952 | 263.5765 | 263.5172 | 263.8412 | 264.185 | 265.7542 | 268.1585 | -0.1519% | 1
| Riverside | 593.5878 | 586.7296 | 581.8598 | 577.7107 | 577.3182 | 575.3356 | 573.7711 | 573.6421 | 574.3473 | 575.0957 | 578.5117 | 583.7456 | -0.1519% | 1
| Vernon | 149.102 | 147.3793 | 170.5928 | 169.5506 | 169.452 | 168.954 | 168.561 | 168.524 | 168.7011 | 168.8891 | 169.7472 | 171.0618 | 1.257% | 1
| Other SP15 LSEs - LA Basin | 246.1796 | 243.3353 | 241.3156 | 239.5949 | 239.4321 | 238.6099 | 237.961 | 237.9075 | 238.2 | 238.5104 | 239.9271 | 242.0978 | -0.1519% | 1
| MWD - LA Basin | 20 | 20 | 20 | 20 | 20 | 20 | 20 | 20 | 20 | 20 | 20 | 20 | 0% | 1
LA Basin Subtotal |  | 18104.1044 | 17895.1653 | 17771.2392 | 17644.8347 | 17632.8776 | 17572.4754 | 17524.8114 | 17520.8751 | 17542.3617 | 17565.1602 | 17669.2334 | 17828.6873 | -0.1393%
| SCE Service Area - Big Creek/Ventura | 3995.7044 | 3949.5391 | 3916.7581 | 3888.8289 | 3886.187 | 3872.8411 | 3862.3096 | 3861.4409 | 3866.1884 | 3871.2258 | 3894.2209 | 3929.4524 | -0.1519%
| CDWR - Big Creek/Ventura | 289.9669 | 274.9535 | 274.8508 | 274.8023 | 274.7753 | 274.9049 | 274.9049 | 275.8724 | 275.8452 | 302.9211 | 303.0578 | 303.0876 | 0.4031% | 1
Big Creek/Ventura Subtotal |  | 4285.6714 | 4224.4926 | 4191.609 | 4163.6313 | 4160.9623 | 4147.746 | 4137.2146 | 4137.3133 | 4142.0337 | 4174.1468 | 4197.2787 | 4232.54 | -0.1133%
| SCE Service Area - Other | 1010.2408 | 998.5687 | 990.2807 | 983.2193 | 982.5513 | 979.177 | 976.5144 | 976.2947 | 977.495 | 978.7686 | 984.5825 | 993.4902 | -0.1519%
| Other SP15 LSEs - Other | 25.8133 | 25.515 | 25.3032 | 25.1228 | 25.1057 | 25.0195 | 24.9515 | 24.9459 | 24.9765 | 25.0091 | 25.1576 | 25.3852 | -0.1519% | 1
| CDWR - Other | 47.4328 | 44.9769 | 44.9602 | 44.9522 | 44.9478 | 44.969 | 44.969 | 45.1273 | 45.1228 | 49.5519 | 49.5743 | 49.5791 | 0.4031% | 1
| MWD - Other | 163.3037 | 153.8129 | 153.748 | 153.7174 | 153.7003 | 153.7822 | 153.7822 | 154.3938 | 154.3766 | 171.4927 | 171.5792 | 171.598 | 0.4514% | 1
Total SCE TAC Area |  | 23636.5664 | 23342.5314 | 23177.1402 | 23015.4776 | 23000.145 | 22923.1691 | 22862.243 | 22858.95 | 22886.3664 | 22964.1294 | 23097.4057 | 23301.2799 | -0.1298%
SDG&E TAC Area |  | 4194 | 4138.1607 | 4157.5828 | 4194.2204 | 4223.9087 | 4250.0112 | 4272.8197 | 4291.9499 | 4313.3421 | 4334.269 | 4354.1707 | 4373.491 | 0.3817%
Valley Electric Association (CA + NV Territory) |  | 133.498 | 144.7416 | 153.4157 | 156.4915 | 158.8921 | 161.3021 | 163.9842 | 166.4225 | 168.7103 | 170.9984 | 173.2864 | 175.6871 | 2.528% | 1
Total South of Path 26 |  | 27964.0644 | 27625.4338 | 27488.1388 | 27366.1895 | 27382.9459 | 27334.4824 | 27299.047 | 27317.3224 | 27368.4188 | 27469.3968 | 27624.8629 | 27850.458 | -0.037%
| LADWP | 5787.2942 | 5695.614 | 5608.2115 | 5555.4392 | 5450.4695 | 5368.2262 | 5245.8941 | 5159.8859 | 5059.4907 | 4991.569 | 4939.623 | 4872.1361 | -1.553%
| Burbank | 286.3654 | 284.2948 | 283.7425 | 284.5856 | 283.4046 | 281.9268 | 280.7371 | 279.4266 | 278.833 | 279.4186 | 281.2099 | 282.8166 | -0.1133%
| Glendale | 296.7787 | 294.6328 | 294.0604 | 294.9342 | 293.7102 | 292.1787 | 290.9458 | 289.5876 | 288.9724 | 289.5793 | 291.4357 | 293.1008 | -0.1133%
Total LADWP Control Area |  | 6370.4383 | 6274.5416 | 6186.0145 | 6134.959 | 6027.5842 | 5942.3316 | 5817.577 | 5728.9001 | 5627.2962 | 5560.5668 | 5512.2686 | 5448.0535 | -1.412%
Imperial Irrigation District Control Area |  | 1071.4772 | 1056.2301 | 1045.4063 | 1037.0567 | 1030.1596 | 1023.6318 | 1019.2768 | 1017.3735 | 1016.6834 | 1019.9295 | 1026.2662 | 1033.1783 | -0.3303%
Total California ISO Noncoincident Peak |  | 48743.0644 | 48111.9264 | 47588.5346 | 47349.3234 | 47305.7623 | 47253.4297 | 47287.2678 | 47384.4479 | 47505.4438 | 47756.7616 | 47890.6994 | 48241.1561 | -0.09405%
Total California ISO Coincident Peak |  | 46117.3876 | 45646.9681 | 45184.2856 | 45280.1389 | 45447.0921 | 45610.3244 | 45827.0199 | 46011.1139 | 46227.3287 | 46492.5925 | 46702.4513 | 47015.7394 | 0.1755%
Total STATEWIDE Noncoincident Peak |  | 61141.4109 | 60327.0197 | 59673.1443 | 59369.2734 | 59197.9803 | 59040.4501 | 58928.6377 | 58923.3041 | 58939.6571 | 59137.8287 | 59246.1136 | 59557.7402 | -0.2383%
Total STATEWIDE Coincident Peak |  | 57847.8636 | 57236.2353 | 56658.3614 | 56774.8123 | 56872.0582 | 56987.4842 | 57108.9001 | 57215.5417 | 57353.9089 | 57572.3914 | 57776.1188 | 58044.8608 | 0.03091%
Table developed using weather normalized 2019 net peak demand values for each BA area. Inlcudes the impact of IOU load-modifying demand response programs.
Agency peak demand within a BA area is adjusted to be coincident with the respective BA area net peak demand total.
Please input your LSE's 2021 System RA allocation, NQC MW here. This will be kept confidential. | 677
|  |  | 2020 | 2021 | 2022 | 2023 | 2024 | 2025 | 2026 | 2027 | 2028 | 2029 | 2030
| CAISO area Non-IOU,CCA,ESP non-coincident demand |  | 3984.8891 | 3996.997 | 3988.2901 | 3992.0653 | 3994.7976 | 3999.4698 | 4004.2066 | 4009.1513 | 4067.743 | 4077.4179 | 4120.4008
| CAISO area IOU,CCA,ESP non-coincident demand |  | 44127.0373 | 43591.5376 | 43361.0333 | 43313.697 | 43258.6321 | 43287.798 | 43380.2412 | 43496.2925 | 43689.0186 | 43813.2815 | 44120.7553
| coincident adjustment |  | 94.88% | 94.95% | 95.63% | 96.07% | 96.52% | 96.91% | 97.1% | 97.31% | 97.35% | 97.52% | 97.46%
| CAISO area IOU,CCA,ESP coincident demand |  | 41866.2401 | 41389.2233 | 41466.1387 | 41611.8773 | 41754.4347 | 41951.0552 | 42122.9603 | 42326.0419 | 42532.5267 | 42726.2009 | 43000.0045
| Your LSE'S estimated percent of CAISO area IOU,CCA,ESP coincident demand | 1.636%
| Your LSE's estimated system RA requirement, NQC MW |  | 684.8025 | 677 | 678.2581 | 680.6419 | 682.9737 | 686.1898 | 689.0017 | 692.3235 | 695.7009 | 698.8688 | 703.3474
|  |  | Test | TRUE
| Adjusted share for RSP comparisons | 3.754%
Note on B68: Author: 1000 is here as a placeholder; enter your value here

## monthly_gwh_mw
lse | resource | cpuc_contract_id | Year | Month | contract_gwh | contracted_nqc_mw_if_known | nqc_fraction_if_nqc_not_known | contract_status | storage_duration_hours | notes | max_mw | resource_type | currently_online | elcc_type | elcc_type_year_month | elcc_percent | battery_multiplier | calculated_nqc_mw_for_resources_with_no_contracted_nqc | final_nqc_mw | test_nqc | supertype | LSE is buying energy from resource | LSE is buying capacity from resource | resource_contract_note | is_first_occurrence | create_unique_contract_index | Test: Correct data type for resource | Test: Correct data type for Year | Test: Correct data type for Month | TEST: No blanks in energy and capacity data | TEST: No missing data | Test: Correct data type for max_mw | TEST: NQC provided only once | TEST: Working ELCC type
SDCP | existing_generic_solar_1axis | existing_generic_solar_1axis | 2021 | 1 | 80.675 | 0 |  | planned_existing |  | none | 0 | CAISO_Solar | 1 | solar | solar_2021_1 | 4% | 1 | #N/A | 0 | ok | existing_generic | 1 | 0 | existing_generic_solar_1axis_existing_generic_solar_1axis_none | 1 | 1 | 1 | 1 | 1 | 1 | 1 | 1 | 1 | 1
SDCP | existing_generic_solar_1axis | existing_generic_solar_1axis | 2021 | 2 | 80.675 | 0 |  | planned_existing |  | none | 0 | CAISO_Solar | 1 | solar | solar_2021_2 | 3% | 1 | #N/A | 0 | ok | existing_generic | 1 | 0 | existing_generic_solar_1axis_existing_generic_solar_1axis_none | 0 | 0 | 1 | 1 | 1 | 1 | 1 | 1 | 1 | 1
SDCP | existing_generic_solar_1axis | existing_generic_solar_1axis | 2021 | 3 | 80.675 | 0 |  | planned_existing |  | none | 0 | CAISO_Solar | 1 | solar | solar_2021_3 | 18% | 1 | #N/A | 0 | ok | existing_generic | 1 | 0 | existing_generic_solar_1axis_existing_generic_solar_1axis_none | 0 | 0 | 1 | 1 | 1 | 1 | 1 | 1 | 1 | 1
SDCP | existing_generic_solar_1axis | existing_generic_solar_1axis | 2021 | 4 | 80.675 | 0 |  | planned_existing |  | none | 0 | CAISO_Solar | 1 | solar | solar_2021_4 | 15% | 1 | #N/A | 0 | ok | existing_generic | 1 | 0 | existing_generic_solar_1axis_existing_generic_solar_1axis_none | 0 | 0 | 1 | 1 | 1 | 1 | 1 | 1 | 1 | 1
SDCP | existing_generic_solar_1axis | existing_generic_solar_1axis | 2021 | 5 | 80.675 | 0 |  | planned_existing |  | none | 0 | CAISO_Solar | 1 | solar | solar_2021_5 | 16% | 1 | #N/A | 0 | ok | existing_generic | 1 | 0 | existing_generic_solar_1axis_existing_generic_solar_1axis_none | 0 | 0 | 1 | 1 | 1 | 1 | 1 | 1 | 1 | 1
SDCP | existing_generic_solar_1axis | existing_generic_solar_1axis | 2021 | 6 | 80.675 | 0 |  | planned_existing |  | none | 0 | CAISO_Solar | 1 | solar | solar_2021_6 | 31% | 1 | #N/A | 0 | ok | existing_generic | 1 | 0 | existing_generic_solar_1axis_existing_generic_solar_1axis_none | 0 | 0 | 1 | 1 | 1 | 1 | 1 | 1 | 1 | 1
SDCP | existing_generic_solar_1axis | existing_generic_solar_1axis | 2021 | 7 | 80.675 | 0 |  | planned_existing |  | none | 0 | CAISO_Solar | 1 | solar | solar_2021_7 | 39% | 1 | #N/A | 0 | ok | existing_generic | 1 | 0 | existing_generic_solar_1axis_existing_generic_solar_1axis_none | 0 | 0 | 1 | 1 | 1 | 1 | 1 | 1 | 1 | 1
SDCP | existing_generic_solar_1axis | existing_generic_solar_1axis | 2021 | 8 | 80.675 | 0 |  | planned_existing |  | none | 0 | CAISO_Solar | 1 | solar | solar_2021_8 | 27% | 1 | #N/A | 0 | ok | existing_generic | 1 | 0 | existing_generic_solar_1axis_existing_generic_solar_1axis_none | 0 | 0 | 1 | 1 | 1 | 1 | 1 | 1 | 1 | 1
SDCP | existing_generic_solar_1axis | existing_generic_solar_1axis | 2021 | 9 | 80.675 | 0 |  | planned_existing |  | none | 0 | CAISO_Solar | 1 | solar | solar_2021_9 | 14% | 1 | #N/A | 0 | ok | existing_generic | 1 | 0 | existing_generic_solar_1axis_existing_generic_solar_1axis_none | 0 | 0 | 1 | 1 | 1 | 1 | 1 | 1 | 1 | 1
SDCP | existing_generic_solar_1axis | existing_generic_solar_1axis | 2021 | 10 | 80.675 | 0 |  | planned_existing |  | none | 0 | CAISO_Solar | 1 | solar | solar_2021_10 | 2% | 1 | #N/A | 0 | ok | existing_generic | 1 | 0 | existing_generic_solar_1axis_existing_generic_solar_1axis_none | 0 | 0 | 1 | 1 | 1 | 1 | 1 | 1 | 1 | 1
SDCP | existing_generic_solar_1axis | existing_generic_solar_1axis | 2021 | 11 | 80.675 | 0 |  | planned_existing |  | none | 0 | CAISO_Solar | 1 | solar | solar_2021_11 | 2% | 1 | #N/A | 0 | ok | existing_generic | 1 | 0 | existing_generic_solar_1axis_existing_generic_solar_1axis_none | 0 | 0 | 1 | 1 | 1 | 1 | 1 | 1 | 1 | 1
SDCP | existing_generic_solar_1axis | existing_generic_solar_1axis | 2021 | 12 | 80.675 | 0 |  | planned_existing |  | none | 0 | CAISO_Solar | 1 | solar | solar_2021_12 | 0% | 1 | #N/A | 0 | ok | existing_generic | 1 | 0 | existing_generic_solar_1axis_existing_generic_solar_1axis_none | 0 | 0 | 1 | 1 | 1 | 1 | 1 | 1 | 1 | 1
SDCP | existing_generic_solar_1axis | existing_generic_solar_1axis | 2022 | 1 | 172.872 | 0 |  | planned_existing |  | none | 0 | CAISO_Solar | 1 | solar | solar_2022_1 | 4% | 1 | #N/A | 0 | ok | existing_generic | 1 | 0 | existing_generic_solar_1axis_existing_generic_solar_1axis_none | 0 | 0 | 1 | 1 | 1 | 1 | 1 | 1 | 1 | 1
SDCP | existing_generic_solar_1axis | existing_generic_solar_1axis | 2022 | 2 | 172.872 | 0 |  | planned_existing |  | none | 0 | CAISO_Solar | 1 | solar | solar_2022_2 | 3% | 1 | #N/A | 0 | ok | existing_generic | 1 | 0 | existing_generic_solar_1axis_existing_generic_solar_1axis_none | 0 | 0 | 1 | 1 | 1 | 1 | 1 | 1 | 1 | 1
SDCP | existing_generic_solar_1axis | existing_generic_solar_1axis | 2022 | 3 | 172.872 | 0 |  | planned_existing |  | none | 0 | CAISO_Solar | 1 | solar | solar_2022_3 | 18% | 1 | #N/A | 0 | ok | existing_generic | 1 | 0 | existing_generic_solar_1axis_existing_generic_solar_1axis_none | 0 | 0 | 1 | 1 | 1 | 1 | 1 | 1 | 1 | 1
SDCP | existing_generic_solar_1axis | existing_generic_solar_1axis | 2022 | 4 | 172.872 | 0 |  | planned_existing |  | none | 0 | CAISO_Solar | 1 | solar | solar_2022_4 | 15% | 1 | #N/A | 0 | ok | existing_generic | 1 | 0 | existing_generic_solar_1axis_existing_generic_solar_1axis_none | 0 | 0 | 1 | 1 | 1 | 1 | 1 | 1 | 1 | 1
SDCP | existing_generic_solar_1axis | existing_generic_solar_1axis | 2022 | 5 | 172.872 | 0 |  | planned_existing |  | none | 0 | CAISO_Solar | 1 | solar | solar_2022_5 | 16% | 1 | #N/A | 0 | ok | existing_generic | 1 | 0 | existing_generic_solar_1axis_existing_generic_solar_1axis_none | 0 | 0 | 1 | 1 | 1 | 1 | 1 | 1 | 1 | 1
SDCP | existing_generic_solar_1axis | existing_generic_solar_1axis | 2022 | 6 | 172.872 | 0 |  | planned_existing |  | none | 0 | CAISO_Solar | 1 | solar | solar_2022_6 | 31% | 1 | #N/A | 0 | ok | existing_generic | 1 | 0 | existing_generic_solar_1axis_existing_generic_solar_1axis_none | 0 | 0 | 1 | 1 | 1 | 1 | 1 | 1 | 1 | 1
SDCP | existing_generic_solar_1axis | existing_generic_solar_1axis | 2022 | 7 | 172.872 | 0 |  | planned_existing |  | none | 0 | CAISO_Solar | 1 | solar | solar_2022_7 | 39% | 1 | #N/A | 0 | ok | existing_generic | 1 | 0 | existing_generic_solar_1axis_existing_generic_solar_1axis_none | 0 | 0 | 1 | 1 | 1 | 1 | 1 | 1 | 1 | 1
SDCP | existing_generic_solar_1axis | existing_generic_solar_1axis | 2022 | 8 | 172.872 | 0 |  | planned_existing |  | none | 0 | CAISO_Solar | 1 | solar | solar_2022_8 | 27% | 1 | #N/A | 0 | ok | existing_generic | 1 | 0 | existing_generic_solar_1axis_existing_generic_solar_1axis_none | 0 | 0 | 1 | 1 | 1 | 1 | 1 | 1 | 1 | 1
SDCP | existing_generic_solar_1axis | existing_generic_solar_1axis | 2022 | 9 | 172.872 | 0 |  | planned_existing |  | none | 0 | CAISO_Solar | 1 | solar | solar_2022_9 | 14% | 1 | #N/A | 0 | ok | existing_generic | 1 | 0 | existing_generic_solar_1axis_existing_generic_solar_1axis_none | 0 | 0 | 1 | 1 | 1 | 1 | 1 | 1 | 1 | 1
SDCP | existing_generic_solar_1axis | existing_generic_solar_1axis | 2022 | 10 | 172.872 | 0 |  | planned_existing |  | none | 0 | CAISO_Solar | 1 | solar | solar_2022_10 | 2% | 1 | #N/A | 0 | ok | existing_generic | 1 | 0 | existing_generic_solar_1axis_existing_generic_solar_1axis_none | 0 | 0 | 1 | 1 | 1 | 1 | 1 | 1 | 1 | 1
SDCP | existing_generic_solar_1axis | existing_generic_solar_1axis | 2022 | 11 | 172.872 | 0 |  | planned_existing |  | none | 0 | CAISO_Solar | 1 | solar | solar_2022_11 | 2% | 1 | #N/A | 0 | ok | existing_generic | 1 | 0 | existing_generic_solar_1axis_existing_generic_solar_1axis_none | 0 | 0 | 1 | 1 | 1 | 1 | 1 | 1 | 1 | 1
SDCP | existing_generic_solar_1axis | existing_generic_solar_1axis | 2022 | 12 | 172.872 | 0 |  | planned_existing |  | none | 0 | CAISO_Solar | 1 | solar | solar_2022_12 | 0% | 1 | #N/A | 0 | ok | existing_generic | 1 | 0 | existing_generic_solar_1axis_existing_generic_solar_1axis_none | 0 | 0 | 1 | 1 | 1 | 1 | 1 | 1 | 1 | 1
SDCP | existing_generic_solar_1axis | existing_generic_solar_1axis | 2023 | 1 | 63.8329 | 0 |  | planned_existing |  | none | 0 | CAISO_Solar | 1 | solar | solar_2023_1 | 4% | 1 | #N/A | 0 | ok | existing_generic | 1 | 0 | existing_generic_solar_1axis_existing_generic_solar_1axis_none | 0 | 0 | 1 | 1 | 1 | 1 | 1 | 1 | 1 | 1
SDCP | existing_generic_solar_1axis | existing_generic_solar_1axis | 2023 | 2 | 63.8329 | 0 |  | planned_existing |  | none | 0 | CAISO_Solar | 1 | solar | solar_2023_2 | 3% | 1 | #N/A | 0 | ok | existing_generic | 1 | 0 | existing_generic_solar_1axis_existing_generic_solar_1axis_none | 0 | 0 | 1 | 1 | 1 | 1 | 1 | 1 | 1 | 1
SDCP | existing_generic_solar_1axis | existing_generic_solar_1axis | 2023 | 3 | 63.8329 | 0 |  | planned_existing |  | none | 0 | CAISO_Solar | 1 | solar | solar_2023_3 | 18% | 1 | #N/A | 0 | ok | existing_generic | 1 | 0 | existing_generic_solar_1axis_existing_generic_solar_1axis_none | 0 | 0 | 1 | 1 | 1 | 1 | 1 | 1 | 1 | 1
SDCP | existing_generic_solar_1axis | existing_generic_solar_1axis | 2023 | 4 | 63.8329 | 0 |  | planned_existing |  | none | 0 | CAISO_Solar | 1 | solar | solar_2023_4 | 15% | 1 | #N/A | 0 | ok | existing_generic | 1 | 0 | existing_generic_solar_1axis_existing_generic_solar_1axis_none | 0 | 0 | 1 | 1 | 1 | 1 | 1 | 1 | 1 | 1
SDCP | existing_generic_solar_1axis | existing_generic_solar_1axis | 2023 | 5 | 63.8329 | 0 |  | planned_existing |  | none | 0 | CAISO_Solar | 1 | solar | solar_2023_5 | 16% | 1 | #N/A | 0 | ok | existing_generic | 1 | 0 | existing_generic_solar_1axis_existing_generic_solar_1axis_none | 0 | 0 | 1 | 1 | 1 | 1 | 1 | 1 | 1 | 1
SDCP | existing_generic_solar_1axis | existing_generic_solar_1axis | 2023 | 6 | 63.8329 | 0 |  | planned_existing |  | none | 0 | CAISO_Solar | 1 | solar | solar_2023_6 | 31% | 1 | #N/A | 0 | ok | existing_generic | 1 | 0 | existing_generic_solar_1axis_existing_generic_solar_1axis_none | 0 | 0 | 1 | 1 | 1 | 1 | 1 | 1 | 1 | 1
SDCP | existing_generic_solar_1axis | existing_generic_solar_1axis | 2023 | 7 | 63.8329 | 0 |  | planned_existing |  | none | 0 | CAISO_Solar | 1 | solar | solar_2023_7 | 39% | 1 | #N/A | 0 | ok | existing_generic | 1 | 0 | existing_generic_solar_1axis_existing_generic_solar_1axis_none | 0 | 0 | 1 | 1 | 1 | 1 | 1 | 1 | 1 | 1
SDCP | existing_generic_solar_1axis | existing_generic_solar_1axis | 2023 | 8 | 63.8329 | 0 |  | planned_existing |  | none | 0 | CAISO_Solar | 1 | solar | solar_2023_8 | 27% | 1 | #N/A | 0 | ok | existing_generic | 1 | 0 | existing_generic_solar_1axis_existing_generic_solar_1axis_none | 0 | 0 | 1 | 1 | 1 | 1 | 1 | 1 | 1 | 1
SDCP | existing_generic_solar_1axis | existing_generic_solar_1axis | 2023 | 9 | 63.8329 | 0 |  | planned_existing |  | none | 0 | CAISO_Solar | 1 | solar | solar_2023_9 | 14% | 1 | #N/A | 0 | ok | existing_generic | 1 | 0 | existing_generic_solar_1axis_existing_generic_solar_1axis_none | 0 | 0 | 1 | 1 | 1 | 1 | 1 | 1 | 1 | 1
SDCP | existing_generic_solar_1axis | existing_generic_solar_1axis | 2023 | 10 | 63.8329 | 0 |  | planned_existing |  | none | 0 | CAISO_Solar | 1 | solar | solar_2023_10 | 2% | 1 | #N/A | 0 | ok | existing_generic | 1 | 0 | existing_generic_solar_1axis_existing_generic_solar_1axis_none | 0 | 0 | 1 | 1 | 1 | 1 | 1 | 1 | 1 | 1
SDCP | existing_generic_solar_1axis | existing_generic_solar_1axis | 2023 | 11 | 63.8329 | 0 |  | planned_existing |  | none | 0 | CAISO_Solar | 1 | solar | solar_2023_11 | 2% | 1 | #N/A | 0 | ok | existing_generic | 1 | 0 | existing_generic_solar_1axis_existing_generic_solar_1axis_none | 0 | 0 | 1 | 1 | 1 | 1 | 1 | 1 | 1 | 1
SDCP | existing_generic_solar_1axis | existing_generic_solar_1axis | 2023 | 12 | 63.8329 | 0 |  | planned_existing |  | none | 0 | CAISO_Solar | 1 | solar | solar_2023_12 | 0% | 1 | #N/A | 0 | ok | existing_generic | 1 | 0 | existing_generic_solar_1axis_existing_generic_solar_1axis_none | 0 | 0 | 1 | 1 | 1 | 1 | 1 | 1 | 1 | 1
SDCP | existing_generic_solar_1axis | existing_generic_solar_1axis | 2024 | 1 | 32.1623 | 0 |  | planned_existing |  | none | 0 | CAISO_Solar | 1 | solar | solar_2024_1 | 3.475% | 1 | #N/A | 0 | ok | existing_generic | 1 | 0 | existing_generic_solar_1axis_existing_generic_solar_1axis_none | 0 | 0 | 1 | 1 | 1 | 1 | 1 | 1 | 1 | 1
SDCP | existing_generic_solar_1axis | existing_generic_solar_1axis | 2024 | 2 | 32.1623 | 0 |  | planned_existing |  | none | 0 | CAISO_Solar | 1 | solar | solar_2024_2 | 2.606% | 1 | #N/A | 0 | ok | existing_generic | 1 | 0 | existing_generic_solar_1axis_existing_generic_solar_1axis_none | 0 | 0 | 1 | 1 | 1 | 1 | 1 | 1 | 1 | 1
SDCP | existing_generic_solar_1axis | existing_generic_solar_1axis | 2024 | 3 | 32.1623 | 0 |  | planned_existing |  | none | 0 | CAISO_Solar | 1 | solar | solar_2024_3 | 15.64% | 1 | #N/A | 0 | ok | existing_generic | 1 | 0 | existing_generic_solar_1axis_existing_generic_solar_1axis_none | 0 | 0 | 1 | 1 | 1 | 1 | 1 | 1 | 1 | 1
SDCP | existing_generic_solar_1axis | existing_generic_solar_1axis | 2024 | 4 | 32.1623 | 0 |  | planned_existing |  | none | 0 | CAISO_Solar | 1 | solar | solar_2024_4 | 13.03% | 1 | #N/A | 0 | ok | existing_generic | 1 | 0 | existing_generic_solar_1axis_existing_generic_solar_1axis_none | 0 | 0 | 1 | 1 | 1 | 1 | 1 | 1 | 1 | 1
SDCP | existing_generic_solar_1axis | existing_generic_solar_1axis | 2024 | 5 | 32.1623 | 0 |  | planned_existing |  | none | 0 | CAISO_Solar | 1 | solar | solar_2024_5 | 13.9% | 1 | #N/A | 0 | ok | existing_generic | 1 | 0 | existing_generic_solar_1axis_existing_generic_solar_1axis_none | 0 | 0 | 1 | 1 | 1 | 1 | 1 | 1 | 1 | 1
SDCP | existing_generic_solar_1axis | existing_generic_solar_1axis | 2024 | 6 | 32.1623 | 0 |  | planned_existing |  | none | 0 | CAISO_Solar | 1 | solar | solar_2024_6 | 26.93% | 1 | #N/A | 0 | ok | existing_generic | 1 | 0 | existing_generic_solar_1axis_existing_generic_solar_1axis_none | 0 | 0 | 1 | 1 | 1 | 1 | 1 | 1 | 1 | 1
SDCP | existing_generic_solar_1axis | existing_generic_solar_1axis | 2024 | 7 | 32.1623 | 0 |  | planned_existing |  | none | 0 | CAISO_Solar | 1 | solar | solar_2024_7 | 33.88% | 1 | #N/A | 0 | ok | existing_generic | 1 | 0 | existing_generic_solar_1axis_existing_generic_solar_1axis_none | 0 | 0 | 1 | 1 | 1 | 1 | 1 | 1 | 1 | 1
SDCP | existing_generic_solar_1axis | existing_generic_solar_1axis | 2024 | 8 | 32.1623 | 0 |  | planned_existing |  | none | 0 | CAISO_Solar | 1 | solar | solar_2024_8 | 23.45% | 1 | #N/A | 0 | ok | existing_generic | 1 | 0 | existing_generic_solar_1axis_existing_generic_solar_1axis_none | 0 | 0 | 1 | 1 | 1 | 1 | 1 | 1 | 1 | 1
SDCP | existing_generic_solar_1axis | existing_generic_solar_1axis | 2024 | 9 | 32.1623 | 0 |  | planned_existing |  | none | 0 | CAISO_Solar | 1 | solar | solar_2024_9 | 12.16% | 1 | #N/A | 0 | ok | existing_generic | 1 | 0 | existing_generic_solar_1axis_existing_generic_solar_1axis_none | 0 | 0 | 1 | 1 | 1 | 1 | 1 | 1 | 1 | 1
SDCP | existing_generic_solar_1axis | existing_generic_solar_1axis | 2024 | 10 | 32.1623 | 0 |  | planned_existing |  | none | 0 | CAISO_Solar | 1 | solar | solar_2024_10 | 1.737% | 1 | #N/A | 0 | ok | existing_generic | 1 | 0 | existing_generic_solar_1axis_existing_generic_solar_1axis_none | 0 | 0 | 1 | 1 | 1 | 1 | 1 | 1 | 1 | 1
SDCP | existing_generic_solar_1axis | existing_generic_solar_1axis | 2024 | 11 | 32.1623 | 0 |  | planned_existing |  | none | 0 | CAISO_Solar | 1 | solar | solar_2024_11 | 1.737% | 1 | #N/A | 0 | ok | existing_generic | 1 | 0 | existing_generic_solar_1axis_existing_generic_solar_1axis_none | 0 | 0 | 1 | 1 | 1 | 1 | 1 | 1 | 1 | 1
SDCP | existing_generic_solar_1axis | existing_generic_solar_1axis | 2024 | 12 | 32.1623 | 0 |  | planned_existing |  | none | 0 | CAISO_Solar | 1 | solar | solar_2024_12 | 0% | 1 | #N/A | 0 | ok | existing_generic | 1 | 0 | existing_generic_solar_1axis_existing_generic_solar_1axis_none | 0 | 0 | 1 | 1 | 1 | 1 | 1 | 1 | 1 | 1
SDCP | existing_generic_solar_1axis | existing_generic_solar_1axis | 2025 | 1 | 27.4903 | 0 |  | planned_existing |  | none | 0 | CAISO_Solar | 1 | solar | solar_2025_1 | 2.95% | 1 | #N/A | 0 | ok | existing_generic | 1 | 0 | existing_generic_solar_1axis_existing_generic_solar_1axis_none | 0 | 0 | 1 | 1 | 1 | 1 | 1 | 1 | 1 | 1
SDCP | existing_generic_solar_1axis | existing_generic_solar_1axis | 2025 | 2 | 27.4903 | 0 |  | planned_existing |  | none | 0 | CAISO_Solar | 1 | solar | solar_2025_2 | 2.212% | 1 | #N/A | 0 | ok | existing_generic | 1 | 0 | existing_generic_solar_1axis_existing_generic_solar_1axis_none | 0 | 0 | 1 | 1 | 1 | 1 | 1 | 1 | 1 | 1
SDCP | existing_generic_solar_1axis | existing_generic_solar_1axis | 2025 | 3 | 27.4903 | 0 |  | planned_existing |  | none | 0 | CAISO_Solar | 1 | solar | solar_2025_3 | 13.27% | 1 | #N/A | 0 | ok | existing_generic | 1 | 0 | existing_generic_solar_1axis_existing_generic_solar_1axis_none | 0 | 0 | 1 | 1 | 1 | 1 | 1 | 1 | 1 | 1
SDCP | existing_generic_solar_1axis | existing_generic_solar_1axis | 2025 | 4 | 27.4903 | 0 |  | planned_existing |  | none | 0 | CAISO_Solar | 1 | solar | solar_2025_4 | 11.06% | 1 | #N/A | 0 | ok | existing_generic | 1 | 0 | existing_generic_solar_1axis_existing_generic_solar_1axis_none | 0 | 0 | 1 | 1 | 1 | 1 | 1 | 1 | 1 | 1
SDCP | existing_generic_solar_1axis | existing_generic_solar_1axis | 2025 | 5 | 27.4903 | 0 |  | planned_existing |  | none | 0 | CAISO_Solar | 1 | solar | solar_2025_5 | 11.8% | 1 | #N/A | 0 | ok | existing_generic | 1 | 0 | existing_generic_solar_1axis_existing_generic_solar_1axis_none | 0 | 0 | 1 | 1 | 1 | 1 | 1 | 1 | 1 | 1
SDCP | existing_generic_solar_1axis | existing_generic_solar_1axis | 2025 | 6 | 27.4903 | 0 |  | planned_existing |  | none | 0 | CAISO_Solar | 1 | solar | solar_2025_6 | 22.86% | 1 | #N/A | 0 | ok | existing_generic | 1 | 0 | existing_generic_solar_1axis_existing_generic_solar_1axis_none | 0 | 0 | 1 | 1 | 1 | 1 | 1 | 1 | 1 | 1
SDCP | existing_generic_solar_1axis | existing_generic_solar_1axis | 2025 | 7 | 27.4903 | 0 |  | planned_existing |  | none | 0 | CAISO_Solar | 1 | solar | solar_2025_7 | 28.76% | 1 | #N/A | 0 | ok | existing_generic | 1 | 0 | existing_generic_solar_1axis_existing_generic_solar_1axis_none | 0 | 0 | 1 | 1 | 1 | 1 | 1 | 1 | 1 | 1
SDCP | existing_generic_solar_1axis | existing_generic_solar_1axis | 2025 | 8 | 27.4903 | 0 |  | planned_existing |  | none | 0 | CAISO_Solar | 1 | solar | solar_2025_8 | 19.91% | 1 | #N/A | 0 | ok | existing_generic | 1 | 0 | existing_generic_solar_1axis_existing_generic_solar_1axis_none | 0 | 0 | 1 | 1 | 1 | 1 | 1 | 1 | 1 | 1
SDCP | existing_generic_solar_1axis | existing_generic_solar_1axis | 2025 | 9 | 27.4903 | 0 |  | planned_existing |  | none | 0 | CAISO_Solar | 1 | solar | solar_2025_9 | 10.32% | 1 | #N/A | 0 | ok | existing_generic | 1 | 0 | existing_generic_solar_1axis_existing_generic_solar_1axis_none | 0 | 0 | 1 | 1 | 1 | 1 | 1 | 1 | 1 | 1
SDCP | existing_generic_solar_1axis | existing_generic_solar_1axis | 2025 | 10 | 27.4903 | 0 |  | planned_existing |  | none | 0 | CAISO_Solar | 1 | solar | solar_2025_10 | 1.475% | 1 | #N/A | 0 | ok | existing_generic | 1 | 0 | existing_generic_solar_1axis_existing_generic_solar_1axis_none | 0 | 0 | 1 | 1 | 1 | 1 | 1 | 1 | 1 | 1
SDCP | existing_generic_solar_1axis | existing_generic_solar_1axis | 2025 | 11 | 27.4903 | 0 |  | planned_existing |  | none | 0 | CAISO_Solar | 1 | solar | solar_2025_11 | 1.475% | 1 | #N/A | 0 | ok | existing_generic | 1 | 0 | existing_generic_solar_1axis_existing_generic_solar_1axis_none | 0 | 0 | 1 | 1 | 1 | 1 | 1 | 1 | 1 | 1
SDCP | existing_generic_solar_1axis | existing_generic_solar_1axis | 2025 | 12 | 27.4903 | 0 |  | planned_existing |  | none | 0 | CAISO_Solar | 1 | solar | solar_2025_12 | 0% | 1 | #N/A | 0 | ok | existing_generic | 1 | 0 | existing_generic_solar_1axis_existing_generic_solar_1axis_none | 0 | 0 | 1 | 1 | 1 | 1 | 1 | 1 | 1 | 1
SDCP | existing_generic_solar_1axis | existing_generic_solar_1axis | 2026 | 1 | 20.2328 | 0 |  | planned_existing |  | none | 0 | CAISO_Solar | 1 | solar | solar_2026_1 | 2.424% | 1 | #N/A | 0 | ok | existing_generic | 1 | 0 | existing_generic_solar_1axis_existing_generic_solar_1axis_none | 0 | 0 | 1 | 1 | 1 | 1 | 1 | 1 | 1 | 1
SDCP | existing_generic_solar_1axis | existing_generic_solar_1axis | 2026 | 2 | 20.2328 | 0 |  | planned_existing |  | none | 0 | CAISO_Solar | 1 | solar | solar_2026_2 | 1.818% | 1 | #N/A | 0 | ok | existing_generic | 1 | 0 | existing_generic_solar_1axis_existing_generic_solar_1axis_none | 0 | 0 | 1 | 1 | 1 | 1 | 1 | 1 | 1 | 1
SDCP | existing_generic_solar_1axis | existing_generic_solar_1axis | 2026 | 3 | 20.2328 | 0 |  | planned_existing |  | none | 0 | CAISO_Solar | 1 | solar | solar_2026_3 | 10.91% | 1 | #N/A | 0 | ok | existing_generic | 1 | 0 | existing_generic_solar_1axis_existing_generic_solar_1axis_none | 0 | 0 | 1 | 1 | 1 | 1 | 1 | 1 | 1 | 1
SDCP | existing_generic_solar_1axis | existing_generic_solar_1axis | 2026 | 4 | 20.2328 | 0 |  | planned_existing |  | none | 0 | CAISO_Solar | 1 | solar | solar_2026_4 | 9.091% | 1 | #N/A | 0 | ok | existing_generic | 1 | 0 | existing_generic_solar_1axis_existing_generic_solar_1axis_none | 0 | 0 | 1 | 1 | 1 | 1 | 1 | 1 | 1 | 1
SDCP | existing_generic_solar_1axis | existing_generic_solar_1axis | 2026 | 5 | 20.2328 | 0 |  | planned_existing |  | none | 0 | CAISO_Solar | 1 | solar | solar_2026_5 | 9.697% | 1 | #N/A | 0 | ok | existing_generic | 1 | 0 | existing_generic_solar_1axis_existing_generic_solar_1axis_none | 0 | 0 | 1 | 1 | 1 | 1 | 1 | 1 | 1 | 1
SDCP | existing_generic_solar_1axis | existing_generic_solar_1axis | 2026 | 6 | 20.2328 | 0 |  | planned_existing |  | none | 0 | CAISO_Solar | 1 | solar | solar_2026_6 | 18.79% | 1 | #N/A | 0 | ok | existing_generic | 1 | 0 | existing_generic_solar_1axis_existing_generic_solar_1axis_none | 0 | 0 | 1 | 1 | 1 | 1 | 1 | 1 | 1 | 1
SDCP | existing_generic_solar_1axis | existing_generic_solar_1axis | 2026 | 7 | 20.2328 | 0 |  | planned_existing |  | none | 0 | CAISO_Solar | 1 | solar | solar_2026_7 | 23.64% | 1 | #N/A | 0 | ok | existing_generic | 1 | 0 | existing_generic_solar_1axis_existing_generic_solar_1axis_none | 0 | 0 | 1 | 1 | 1 | 1 | 1 | 1 | 1 | 1
SDCP | existing_generic_solar_1axis | existing_generic_solar_1axis | 2026 | 8 | 20.2328 | 0 |  | planned_existing |  | none | 0 | CAISO_Solar | 1 | solar | solar_2026_8 | 16.36% | 1 | #N/A | 0 | ok | existing_generic | 1 | 0 | existing_generic_solar_1axis_existing_generic_solar_1axis_none | 0 | 0 | 1 | 1 | 1 | 1 | 1 | 1 | 1 | 1
SDCP | existing_generic_solar_1axis | existing_generic_solar_1axis | 2026 | 9 | 20.2328 | 0 |  | planned_existing |  | none | 0 | CAISO_Solar | 1 | solar | solar_2026_9 | 8.485% | 1 | #N/A | 0 | ok | existing_generic | 1 | 0 | existing_generic_solar_1axis_existing_generic_solar_1axis_none | 0 | 0 | 1 | 1 | 1 | 1 | 1 | 1 | 1 | 1
SDCP | existing_generic_solar_1axis | existing_generic_solar_1axis | 2026 | 10 | 20.2328 | 0 |  | planned_existing |  | none | 0 | CAISO_Solar | 1 | solar | solar_2026_10 | 1.212% | 1 | #N/A | 0 | ok | existing_generic | 1 | 0 | existing_generic_solar_1axis_existing_generic_solar_1axis_none | 0 | 0 | 1 | 1 | 1 | 1 | 1 | 1 | 1 | 1
SDCP | existing_generic_solar_1axis | existing_generic_solar_1axis | 2026 | 11 | 20.2328 | 0 |  | planned_existing |  | none | 0 | CAISO_Solar | 1 | solar | solar_2026_11 | 1.212% | 1 | #N/A | 0 | ok | existing_generic | 1 | 0 | existing_generic_solar_1axis_existing_generic_solar_1axis_none | 0 | 0 | 1 | 1 | 1 | 1 | 1 | 1 | 1 | 1
SDCP | existing_generic_solar_1axis | existing_generic_solar_1axis | 2026 | 12 | 20.2328 | 0 |  | planned_existing |  | none | 0 | CAISO_Solar | 1 | solar | solar_2026_12 | 0% | 1 | #N/A | 0 | ok | existing_generic | 1 | 0 | existing_generic_solar_1axis_existing_generic_solar_1axis_none | 0 | 0 | 1 | 1 | 1 | 1 | 1 | 1 | 1 | 1
SDCP | existing_generic_solar_1axis | existing_generic_solar_1axis | 2027 | 1 | 33.2777 | 0 |  | planned_existing |  | none | 0 | CAISO_Solar | 1 | solar | solar_2027_1 | 2.15% | 1 | #N/A | 0 | ok | existing_generic | 1 | 0 | existing_generic_solar_1axis_existing_generic_solar_1axis_none | 0 | 0 | 1 | 1 | 1 | 1 | 1 | 1 | 1 | 1
SDCP | existing_generic_solar_1axis | existing_generic_solar_1axis | 2027 | 2 | 33.2777 | 0 |  | planned_existing |  | none | 0 | CAISO_Solar | 1 | solar | solar_2027_2 | 1.612% | 1 | #N/A | 0 | ok | existing_generic | 1 | 0 | existing_generic_solar_1axis_existing_generic_solar_1axis_none | 0 | 0 | 1 | 1 | 1 | 1 | 1 | 1 | 1 | 1
SDCP | existing_generic_solar_1axis | existing_generic_solar_1axis | 2027 | 3 | 33.2777 | 0 |  | planned_existing |  | none | 0 | CAISO_Solar | 1 | solar | solar_2027_3 | 9.674% | 1 | #N/A | 0 | ok | existing_generic | 1 | 0 | existing_generic_solar_1axis_existing_generic_solar_1axis_none | 0 | 0 | 1 | 1 | 1 | 1 | 1 | 1 | 1 | 1
SDCP | existing_generic_solar_1axis | existing_generic_solar_1axis | 2027 | 4 | 33.2777 | 0 |  | planned_existing |  | none | 0 | CAISO_Solar | 1 | solar | solar_2027_4 | 8.062% | 1 | #N/A | 0 | ok | existing_generic | 1 | 0 | existing_generic_solar_1axis_existing_generic_solar_1axis_none | 0 | 0 | 1 | 1 | 1 | 1 | 1 | 1 | 1 | 1
SDCP | existing_generic_solar_1axis | existing_generic_solar_1axis | 2027 | 5 | 33.2777 | 0 |  | planned_existing |  | none | 0 | CAISO_Solar | 1 | solar | solar_2027_5 | 8.599% | 1 | #N/A | 0 | ok | existing_generic | 1 | 0 | existing_generic_solar_1axis_existing_generic_solar_1axis_none | 0 | 0 | 1 | 1 | 1 | 1 | 1 | 1 | 1 | 1
SDCP | existing_generic_solar_1axis | existing_generic_solar_1axis | 2027 | 6 | 33.2777 | 0 |  | planned_existing |  | none | 0 | CAISO_Solar | 1 | solar | solar_2027_6 | 16.66% | 1 | #N/A | 0 | ok | existing_generic | 1 | 0 | existing_generic_solar_1axis_existing_generic_solar_1axis_none | 0 | 0 | 1 | 1 | 1 | 1 | 1 | 1 | 1 | 1
SDCP | existing_generic_solar_1axis | existing_generic_solar_1axis | 2027 | 7 | 33.2777 | 0 |  | planned_existing |  | none | 0 | CAISO_Solar | 1 | solar | solar_2027_7 | 20.96% | 1 | #N/A | 0 | ok | existing_generic | 1 | 0 | existing_generic_solar_1axis_existing_generic_solar_1axis_none | 0 | 0 | 1 | 1 | 1 | 1 | 1 | 1 | 1 | 1
SDCP | existing_generic_solar_1axis | existing_generic_solar_1axis | 2027 | 8 | 33.2777 | 0 |  | planned_existing |  | none | 0 | CAISO_Solar | 1 | solar | solar_2027_8 | 14.51% | 1 | #N/A | 0 | ok | existing_generic | 1 | 0 | existing_generic_solar_1axis_existing_generic_solar_1axis_none | 0 | 0 | 1 | 1 | 1 | 1 | 1 | 1 | 1 | 1
SDCP | existing_generic_solar_1axis | existing_generic_solar_1axis | 2027 | 9 | 33.2777 | 0 |  | planned_existing |  | none | 0 | CAISO_Solar | 1 | solar | solar_2027_9 | 7.524% | 1 | #N/A | 0 | ok | existing_generic | 1 | 0 | existing_generic_solar_1axis_existing_generic_solar_1axis_none | 0 | 0 | 1 | 1 | 1 | 1 | 1 | 1 | 1 | 1
SDCP | existing_generic_solar_1axis | existing_generic_solar_1axis | 2027 | 10 | 33.2777 | 0 |  | planned_existing |  | none | 0 | CAISO_Solar | 1 | solar | solar_2027_10 | 1.075% | 1 | #N/A | 0 | ok | existing_generic | 1 | 0 | existing_generic_solar_1axis_existing_generic_solar_1axis_none | 0 | 0 | 1 | 1 | 1 | 1 | 1 | 1 | 1 | 1
SDCP | existing_generic_solar_1axis | existing_generic_solar_1axis | 2027 | 11 | 33.2777 | 0 |  | planned_existing |  | none | 0 | CAISO_Solar | 1 | solar | solar_2027_11 | 1.075% | 1 | #N/A | 0 | ok | existing_generic | 1 | 0 | existing_generic_solar_1axis_existing_generic_solar_1axis_none | 0 | 0 | 1 | 1 | 1 | 1 | 1 | 1 | 1 | 1
SDCP | existing_generic_solar_1axis | existing_generic_solar_1axis | 2027 | 12 | 33.2777 | 0 |  | planned_existing |  | none | 0 | CAISO_Solar | 1 | solar | solar_2027_12 | 0% | 1 | #N/A | 0 | ok | existing_generic | 1 | 0 | existing_generic_solar_1axis_existing_generic_solar_1axis_none | 0 | 0 | 1 | 1 | 1 | 1 | 1 | 1 | 1 | 1
SDCP | existing_generic_solar_1axis | existing_generic_solar_1axis | 2028 | 1 | 50.3896 | 0 |  | planned_existing |  | none | 0 | CAISO_Solar | 1 | solar | solar_2028_1 | 1.875% | 1 | #N/A | 0 | ok | existing_generic | 1 | 0 | existing_generic_solar_1axis_existing_generic_solar_1axis_none | 0 | 0 | 1 | 1 | 1 | 1 | 1 | 1 | 1 | 1
SDCP | existing_generic_solar_1axis | existing_generic_solar_1axis | 2028 | 2 | 50.3896 | 0 |  | planned_existing |  | none | 0 | CAISO_Solar | 1 | solar | solar_2028_2 | 1.406% | 1 | #N/A | 0 | ok | existing_generic | 1 | 0 | existing_generic_solar_1axis_existing_generic_solar_1axis_none | 0 | 0 | 1 | 1 | 1 | 1 | 1 | 1 | 1 | 1
SDCP | existing_generic_solar_1axis | existing_generic_solar_1axis | 2028 | 3 | 50.3896 | 0 |  | planned_existing |  | none | 0 | CAISO_Solar | 1 | solar | solar_2028_3 | 8.439% | 1 | #N/A | 0 | ok | existing_generic | 1 | 0 | existing_generic_solar_1axis_existing_generic_solar_1axis_none | 0 | 0 | 1 | 1 | 1 | 1 | 1 | 1 | 1 | 1
SDCP | existing_generic_solar_1axis | existing_generic_solar_1axis | 2028 | 4 | 50.3896 | 0 |  | planned_existing |  | none | 0 | CAISO_Solar | 1 | solar | solar_2028_4 | 7.032% | 1 | #N/A | 0 | ok | existing_generic | 1 | 0 | existing_generic_solar_1axis_existing_generic_solar_1axis_none | 0 | 0 | 1 | 1 | 1 | 1 | 1 | 1 | 1 | 1
SDCP | existing_generic_solar_1axis | existing_generic_solar_1axis | 2028 | 5 | 50.3896 | 0 |  | planned_existing |  | none | 0 | CAISO_Solar | 1 | solar | solar_2028_5 | 7.501% | 1 | #N/A | 0 | ok | existing_generic | 1 | 0 | existing_generic_solar_1axis_existing_generic_solar_1axis_none | 0 | 0 | 1 | 1 | 1 | 1 | 1 | 1 | 1 | 1
SDCP | existing_generic_solar_1axis | existing_generic_solar_1axis | 2028 | 6 | 50.3896 | 0 |  | planned_existing |  | none | 0 | CAISO_Solar | 1 | solar | solar_2028_6 | 14.53% | 1 | #N/A | 0 | ok | existing_generic | 1 | 0 | existing_generic_solar_1axis_existing_generic_solar_1axis_none | 0 | 0 | 1 | 1 | 1 | 1 | 1 | 1 | 1 | 1
SDCP | existing_generic_solar_1axis | existing_generic_solar_1axis | 2028 | 7 | 50.3896 | 0 |  | planned_existing |  | none | 0 | CAISO_Solar | 1 | solar | solar_2028_7 | 18.28% | 1 | #N/A | 0 | ok | existing_generic | 1 | 0 | existing_generic_solar_1axis_existing_generic_solar_1axis_none | 0 | 0 | 1 | 1 | 1 | 1 | 1 | 1 | 1 | 1
SDCP | existing_generic_solar_1axis | existing_generic_solar_1axis | 2028 | 8 | 50.3896 | 0 |  | planned_existing |  | none | 0 | CAISO_Solar | 1 | solar | solar_2028_8 | 12.66% | 1 | #N/A | 0 | ok | existing_generic | 1 | 0 | existing_generic_solar_1axis_existing_generic_solar_1axis_none | 0 | 0 | 1 | 1 | 1 | 1 | 1 | 1 | 1 | 1
SDCP | existing_generic_solar_1axis | existing_generic_solar_1axis | 2028 | 9 | 50.3896 | 0 |  | planned_existing |  | none | 0 | CAISO_Solar | 1 | solar | solar_2028_9 | 6.563% | 1 | #N/A | 0 | ok | existing_generic | 1 | 0 | existing_generic_solar_1axis_existing_generic_solar_1axis_none | 0 | 0 | 1 | 1 | 1 | 1 | 1 | 1 | 1 | 1
SDCP | existing_generic_solar_1axis | existing_generic_solar_1axis | 2028 | 10 | 50.3896 | 0 |  | planned_existing |  | none | 0 | CAISO_Solar | 1 | solar | solar_2028_10 | 0.9376% | 1 | #N/A | 0 | ok | existing_generic | 1 | 0 | existing_generic_solar_1axis_existing_generic_solar_1axis_none | 0 | 0 | 1 | 1 | 1 | 1 | 1 | 1 | 1 | 1
SDCP | existing_generic_solar_1axis | existing_generic_solar_1axis | 2028 | 11 | 50.3896 | 0 |  | planned_existing |  | none | 0 | CAISO_Solar | 1 | solar | solar_2028_11 | 0.9376% | 1 | #N/A | 0 | ok | existing_generic | 1 | 0 | existing_generic_solar_1axis_existing_generic_solar_1axis_none | 0 | 0 | 1 | 1 | 1 | 1 | 1 | 1 | 1 | 1
SDCP | existing_generic_solar_1axis | existing_generic_solar_1axis | 2028 | 12 | 50.3896 | 0 |  | planned_existing |  | none | 0 | CAISO_Solar | 1 | solar | solar_2028_12 | 0% | 1 | #N/A | 0 | ok | existing_generic | 1 | 0 | existing_generic_solar_1axis_existing_generic_solar_1axis_none | 0 | 0 | 1 | 1 | 1 | 1 | 1 | 1 | 1 | 1
SDCP | existing_generic_solar_1axis | existing_generic_solar_1axis | 2029 | 1 | 67.7272 | 0 |  | planned_existing |  | none | 0 | CAISO_Solar | 1 | solar | solar_2029_1 | 1.601% | 1 | #N/A | 0 | ok | existing_generic | 1 | 0 | existing_generic_solar_1axis_existing_generic_solar_1axis_none | 0 | 0 | 1 | 1 | 1 | 1 | 1 | 1 | 1 | 1
SDCP | existing_generic_solar_1axis | existing_generic_solar_1axis | 2029 | 2 | 67.7272 | 0 |  | planned_existing |  | none | 0 | CAISO_Solar | 1 | solar | solar_2029_2 | 1.201% | 1 | #N/A | 0 | ok | existing_generic | 1 | 0 | existing_generic_solar_1axis_existing_generic_solar_1axis_none | 0 | 0 | 1 | 1 | 1 | 1 | 1 | 1 | 1 | 1
SDCP | existing_generic_solar_1axis | existing_generic_solar_1axis | 2029 | 3 | 67.7272 | 0 |  | planned_existing |  | none | 0 | CAISO_Solar | 1 | solar | solar_2029_3 | 7.204% | 1 | #N/A | 0 | ok | existing_generic | 1 | 0 | existing_generic_solar_1axis_existing_generic_solar_1axis_none | 0 | 0 | 1 | 1 | 1 | 1 | 1 | 1 | 1 | 1
SDCP | existing_generic_solar_1axis | existing_generic_solar_1axis | 2029 | 4 | 67.7272 | 0 |  | planned_existing |  | none | 0 | CAISO_Solar | 1 | solar | solar_2029_4 | 6.003% | 1 | #N/A | 0 | ok | existing_generic | 1 | 0 | existing_generic_solar_1axis_existing_generic_solar_1axis_none | 0 | 0 | 1 | 1 | 1 | 1 | 1 | 1 | 1 | 1
SDCP | existing_generic_solar_1axis | existing_generic_solar_1axis | 2029 | 5 | 67.7272 | 0 |  | planned_existing |  | none | 0 | CAISO_Solar | 1 | solar | solar_2029_5 | 6.403% | 1 | #N/A | 0 | ok | existing_generic | 1 | 0 | existing_generic_solar_1axis_existing_generic_solar_1axis_none | 0 | 0 | 1 | 1 | 1 | 1 | 1 | 1 | 1 | 1
SDCP | existing_generic_solar_1axis | existing_generic_solar_1axis | 2029 | 6 | 67.7272 | 0 |  | planned_existing |  | none | 0 | CAISO_Solar | 1 | solar | solar_2029_6 | 12.41% | 1 | #N/A | 0 | ok | existing_generic | 1 | 0 | existing_generic_solar_1axis_existing_generic_solar_1axis_none | 0 | 0 | 1 | 1 | 1 | 1 | 1 | 1 | 1 | 1
SDCP | existing_generic_solar_1axis | existing_generic_solar_1axis | 2029 | 7 | 67.7272 | 0 |  | planned_existing |  | none | 0 | CAISO_Solar | 1 | solar | solar_2029_7 | 15.61% | 1 | #N/A | 0 | ok | existing_generic | 1 | 0 | existing_generic_solar_1axis_existing_generic_solar_1axis_none | 0 | 0 | 1 | 1 | 1 | 1 | 1 | 1 | 1 | 1
SDCP | existing_generic_solar_1axis | existing_generic_solar_1axis | 2029 | 8 | 67.7272 | 0 |  | planned_existing |  | none | 0 | CAISO_Solar | 1 | solar | solar_2029_8 | 10.81% | 1 | #N/A | 0 | ok | existing_generic | 1 | 0 | existing_generic_solar_1axis_existing_generic_solar_1axis_none | 0 | 0 | 1 | 1 | 1 | 1 | 1 | 1 | 1 | 1
SDCP | existing_generic_solar_1axis | existing_generic_solar_1axis | 2029 | 9 | 67.7272 | 0 |  | planned_existing |  | none | 0 | CAISO_Solar | 1 | solar | solar_2029_9 | 5.603% | 1 | #N/A | 0 | ok | existing_generic | 1 | 0 | existing_generic_solar_1axis_existing_generic_solar_1axis_none | 0 | 0 | 1 | 1 | 1 | 1 | 1 | 1 | 1 | 1
SDCP | existing_generic_solar_1axis | existing_generic_solar_1axis | 2029 | 10 | 67.7272 | 0 |  | planned_existing |  | none | 0 | CAISO_Solar | 1 | solar | solar_2029_10 | 0.8004% | 1 | #N/A | 0 | ok | existing_generic | 1 | 0 | existing_generic_solar_1axis_existing_generic_solar_1axis_none | 0 | 0 | 1 | 1 | 1 | 1 | 1 | 1 | 1 | 1
SDCP | existing_generic_solar_1axis | existing_generic_solar_1axis | 2029 | 11 | 67.7272 | 0 |  | planned_existing |  | none | 0 | CAISO_Solar | 1 | solar | solar_2029_11 | 0.8004% | 1 | #N/A | 0 | ok | existing_generic | 1 | 0 | existing_generic_solar_1axis_existing_generic_solar_1axis_none | 0 | 0 | 1 | 1 | 1 | 1 | 1 | 1 | 1 | 1
SDCP | existing_generic_solar_1axis | existing_generic_solar_1axis | 2029 | 12 | 67.7272 | 0 |  | planned_existing |  | none | 0 | CAISO_Solar | 1 | solar | solar_2029_12 | 0% | 1 | #N/A | 0 | ok | existing_generic | 1 | 0 | existing_generic_solar_1axis_existing_generic_solar_1axis_none | 0 | 0 | 1 | 1 | 1 | 1 | 1 | 1 | 1 | 1
SDCP | existing_generic_solar_1axis | existing_generic_solar_1axis | 2030 | 1 | 81.4206 | 0 |  | planned_existing |  | none | 0 | CAISO_Solar | 1 | solar | solar_2030_1 | 1.326% | 1 | #N/A | 0 | ok | existing_generic | 1 | 0 | existing_generic_solar_1axis_existing_generic_solar_1axis_none | 0 | 0 | 1 | 1 | 1 | 1 | 1 | 1 | 1 | 1
SDCP | existing_generic_solar_1axis | existing_generic_solar_1axis | 2030 | 2 | 81.4206 | 0 |  | planned_existing |  | none | 0 | CAISO_Solar | 1 | solar | solar_2030_2 | 0.9947% | 1 | #N/A | 0 | ok | existing_generic | 1 | 0 | existing_generic_solar_1axis_existing_generic_solar_1axis_none | 0 | 0 | 1 | 1 | 1 | 1 | 1 | 1 | 1 | 1
SDCP | existing_generic_solar_1axis | existing_generic_solar_1axis | 2030 | 3 | 81.4206 | 0 |  | planned_existing |  | none | 0 | CAISO_Solar | 1 | solar | solar_2030_3 | 5.968% | 1 | #N/A | 0 | ok | existing_generic | 1 | 0 | existing_generic_solar_1axis_existing_generic_solar_1axis_none | 0 | 0 | 1 | 1 | 1 | 1 | 1 | 1 | 1 | 1
SDCP | existing_generic_solar_1axis | existing_generic_solar_1axis | 2030 | 4 | 81.4206 | 0 |  | planned_existing |  | none | 0 | CAISO_Solar | 1 | solar | solar_2030_4 | 4.974% | 1 | #N/A | 0 | ok | existing_generic | 1 | 0 | existing_generic_solar_1axis_existing_generic_solar_1axis_none | 0 | 0 | 1 | 1 | 1 | 1 | 1 | 1 | 1 | 1
SDCP | existing_generic_solar_1axis | existing_generic_solar_1axis | 2030 | 5 | 81.4206 | 0 |  | planned_existing |  | none | 0 | CAISO_Solar | 1 | solar | solar_2030_5 | 5.305% | 1 | #N/A | 0 | ok | existing_generic | 1 | 0 | existing_generic_solar_1axis_existing_generic_solar_1axis_none | 0 | 0 | 1 | 1 | 1 | 1 | 1 | 1 | 1 | 1
SDCP | existing_generic_solar_1axis | existing_generic_solar_1axis | 2030 | 6 | 81.4206 | 0 |  | planned_existing |  | none | 0 | CAISO_Solar | 1 | solar | solar_2030_6 | 10.28% | 1 | #N/A | 0 | ok | existing_generic | 1 | 0 | existing_generic_solar_1axis_existing_generic_solar_1axis_none | 0 | 0 | 1 | 1 | 1 | 1 | 1 | 1 | 1 | 1
SDCP | existing_generic_solar_1axis | existing_generic_solar_1axis | 2030 | 7 | 81.4206 | 0 |  | planned_existing |  | none | 0 | CAISO_Solar | 1 | solar | solar_2030_7 | 12.93% | 1 | #N/A | 0 | ok | existing_generic | 1 | 0 | existing_generic_solar_1axis_existing_generic_solar_1axis_none | 0 | 0 | 1 | 1 | 1 | 1 | 1 | 1 | 1 | 1
SDCP | existing_generic_solar_1axis | existing_generic_solar_1axis | 2030 | 8 | 81.4206 | 0 |  | planned_existing |  | none | 0 | CAISO_Solar | 1 | solar | solar_2030_8 | 8.953% | 1 | #N/A | 0 | ok | existing_generic | 1 | 0 | existing_generic_solar_1axis_existing_generic_solar_1axis_none | 0 | 0 | 1 | 1 | 1 | 1 | 1 | 1 | 1 | 1
SDCP | existing_generic_solar_1axis | existing_generic_solar_1axis | 2030 | 9 | 81.4206 | 0 |  | planned_existing |  | none | 0 | CAISO_Solar | 1 | solar | solar_2030_9 | 4.642% | 1 | #N/A | 0 | ok | existing_generic | 1 | 0 | existing_generic_solar_1axis_existing_generic_solar_1axis_none | 0 | 0 | 1 | 1 | 1 | 1 | 1 | 1 | 1 | 1
SDCP | existing_generic_solar_1axis | existing_generic_solar_1axis | 2030 | 10 | 81.4206 | 0 |  | planned_existing |  | none | 0 | CAISO_Solar | 1 | solar | solar_2030_10 | 0.6632% | 1 | #N/A | 0 | ok | existing_generic | 1 | 0 | existing_generic_solar_1axis_existing_generic_solar_1axis_none | 0 | 0 | 1 | 1 | 1 | 1 | 1 | 1 | 1 | 1
SDCP | existing_generic_solar_1axis | existing_generic_solar_1axis | 2030 | 11 | 81.4206 | 0 |  | planned_existing |  | none | 0 | CAISO_Solar | 1 | solar | solar_2030_11 | 0.6632% | 1 | #N/A | 0 | ok | existing_generic | 1 | 0 | existing_generic_solar_1axis_existing_generic_solar_1axis_none | 0 | 0 | 1 | 1 | 1 | 1 | 1 | 1 | 1 | 1
SDCP | existing_generic_solar_1axis | existing_generic_solar_1axis | 2030 | 12 | 81.4206 | 0 |  | planned_existing |  | none | 0 | CAISO_Solar | 1 | solar | solar_2030_12 | 0% | 1 | #N/A | 0 | ok | existing_generic | 1 | 0 | existing_generic_solar_1axis_existing_generic_solar_1axis_none | 0 | 0 | 1 | 1 | 1 | 1 | 1 | 1 | 1 | 1
SDCP | existing_generic_wind | existing_generic_wind | 2021 | 1 | 53.7833 | 0 |  | planned_existing |  | none | 0 | CAISO_Wind | 1 | wind_low_cf | wind_low_cf_2021_1 | 14% | 1 | #N/A | 0 | ok | existing_generic | 1 | 0 | existing_generic_wind_existing_generic_wind_none | 1 | 2 | 1 | 1 | 1 | 1 | 1 | 1 | 1 | 1
SDCP | existing_generic_wind | existing_generic_wind | 2021 | 2 | 53.7833 | 0 |  | planned_existing |  | none | 0 | CAISO_Wind | 1 | wind_low_cf | wind_low_cf_2021_2 | 12% | 1 | #N/A | 0 | ok | existing_generic | 1 | 0 | existing_generic_wind_existing_generic_wind_none | 0 | 0 | 1 | 1 | 1 | 1 | 1 | 1 | 1 | 1
SDCP | existing_generic_wind | existing_generic_wind | 2021 | 3 | 53.7833 | 0 |  | planned_existing |  | none | 0 | CAISO_Wind | 1 | wind_low_cf | wind_low_cf_2021_3 | 28% | 1 | #N/A | 0 | ok | existing_generic | 1 | 0 | existing_generic_wind_existing_generic_wind_none | 0 | 0 | 1 | 1 | 1 | 1 | 1 | 1 | 1 | 1
SDCP | existing_generic_wind | existing_generic_wind | 2021 | 4 | 53.7833 | 0 |  | planned_existing |  | none | 0 | CAISO_Wind | 1 | wind_low_cf | wind_low_cf_2021_4 | 25% | 1 | #N/A | 0 | ok | existing_generic | 1 | 0 | existing_generic_wind_existing_generic_wind_none | 0 | 0 | 1 | 1 | 1 | 1 | 1 | 1 | 1 | 1
SDCP | existing_generic_wind | existing_generic_wind | 2021 | 5 | 53.7833 | 0 |  | planned_existing |  | none | 0 | CAISO_Wind | 1 | wind_low_cf | wind_low_cf_2021_5 | 25% | 1 | #N/A | 0 | ok | existing_generic | 1 | 0 | existing_generic_wind_existing_generic_wind_none | 0 | 0 | 1 | 1 | 1 | 1 | 1 | 1 | 1 | 1
SDCP | existing_generic_wind | existing_generic_wind | 2021 | 6 | 53.7833 | 0 |  | planned_existing |  | none | 0 | CAISO_Wind | 1 | wind_low_cf | wind_low_cf_2021_6 | 33% | 1 | #N/A | 0 | ok | existing_generic | 1 | 0 | existing_generic_wind_existing_generic_wind_none | 0 | 0 | 1 | 1 | 1 | 1 | 1 | 1 | 1 | 1
SDCP | existing_generic_wind | existing_generic_wind | 2021 | 7 | 53.7833 | 0 |  | planned_existing |  | none | 0 | CAISO_Wind | 1 | wind_low_cf | wind_low_cf_2021_7 | 23% | 1 | #N/A | 0 | ok | existing_generic | 1 | 0 | existing_generic_wind_existing_generic_wind_none | 0 | 0 | 1 | 1 | 1 | 1 | 1 | 1 | 1 | 1
SDCP | existing_generic_wind | existing_generic_wind | 2021 | 8 | 53.7833 | 0 |  | planned_existing |  | none | 0 | CAISO_Wind | 1 | wind_low_cf | wind_low_cf_2021_8 | 21% | 1 | #N/A | 0 | ok | existing_generic | 1 | 0 | existing_generic_wind_existing_generic_wind_none | 0 | 0 | 1 | 1 | 1 | 1 | 1 | 1 | 1 | 1
SDCP | existing_generic_wind | existing_generic_wind | 2021 | 9 | 53.7833 | 0 |  | planned_existing |  | none | 0 | CAISO_Wind | 1 | wind_low_cf | wind_low_cf_2021_9 | 15% | 1 | #N/A | 0 | ok | existing_generic | 1 | 0 | existing_generic_wind_existing_generic_wind_none | 0 | 0 | 1 | 1 | 1 | 1 | 1 | 1 | 1 | 1
SDCP | existing_generic_wind | existing_generic_wind | 2021 | 10 | 53.7833 | 0 |  | planned_existing |  | none | 0 | CAISO_Wind | 1 | wind_low_cf | wind_low_cf_2021_10 | 8% | 1 | #N/A | 0 | ok | existing_generic | 1 | 0 | existing_generic_wind_existing_generic_wind_none | 0 | 0 | 1 | 1 | 1 | 1 | 1 | 1 | 1 | 1
SDCP | existing_generic_wind | existing_generic_wind | 2021 | 11 | 53.7833 | 0 |  | planned_existing |  | none | 0 | CAISO_Wind | 1 | wind_low_cf | wind_low_cf_2021_11 | 12% | 1 | #N/A | 0 | ok | existing_generic | 1 | 0 | existing_generic_wind_existing_generic_wind_none | 0 | 0 | 1 | 1 | 1 | 1 | 1 | 1 | 1 | 1
SDCP | existing_generic_wind | existing_generic_wind | 2021 | 12 | 53.7833 | 0 |  | planned_existing |  | none | 0 | CAISO_Wind | 1 | wind_low_cf | wind_low_cf_2021_12 | 13% | 1 | #N/A | 0 | ok | existing_generic | 1 | 0 | existing_generic_wind_existing_generic_wind_none | 0 | 0 | 1 | 1 | 1 | 1 | 1 | 1 | 1 | 1
SDCP | existing_generic_wind | existing_generic_wind | 2022 | 1 | 115.248 | 0 |  | planned_existing |  | none | 0 | CAISO_Wind | 1 | wind_low_cf | wind_low_cf_2022_1 | 14% | 1 | #N/A | 0 | ok | existing_generic | 1 | 0 | existing_generic_wind_existing_generic_wind_none | 0 | 0 | 1 | 1 | 1 | 1 | 1 | 1 | 1 | 1
SDCP | existing_generic_wind | existing_generic_wind | 2022 | 2 | 115.248 | 0 |  | planned_existing |  | none | 0 | CAISO_Wind | 1 | wind_low_cf | wind_low_cf_2022_2 | 12% | 1 | #N/A | 0 | ok | existing_generic | 1 | 0 | existing_generic_wind_existing_generic_wind_none | 0 | 0 | 1 | 1 | 1 | 1 | 1 | 1 | 1 | 1
SDCP | existing_generic_wind | existing_generic_wind | 2022 | 3 | 115.248 | 0 |  | planned_existing |  | none | 0 | CAISO_Wind | 1 | wind_low_cf | wind_low_cf_2022_3 | 28% | 1 | #N/A | 0 | ok | existing_generic | 1 | 0 | existing_generic_wind_existing_generic_wind_none | 0 | 0 | 1 | 1 | 1 | 1 | 1 | 1 | 1 | 1
SDCP | existing_generic_wind | existing_generic_wind | 2022 | 4 | 115.248 | 0 |  | planned_existing |  | none | 0 | CAISO_Wind | 1 | wind_low_cf | wind_low_cf_2022_4 | 25% | 1 | #N/A | 0 | ok | existing_generic | 1 | 0 | existing_generic_wind_existing_generic_wind_none | 0 | 0 | 1 | 1 | 1 | 1 | 1 | 1 | 1 | 1
SDCP | existing_generic_wind | existing_generic_wind | 2022 | 5 | 115.248 | 0 |  | planned_existing |  | none | 0 | CAISO_Wind | 1 | wind_low_cf | wind_low_cf_2022_5 | 25% | 1 | #N/A | 0 | ok | existing_generic | 1 | 0 | existing_generic_wind_existing_generic_wind_none | 0 | 0 | 1 | 1 | 1 | 1 | 1 | 1 | 1 | 1
SDCP | existing_generic_wind | existing_generic_wind | 2022 | 6 | 115.248 | 0 |  | planned_existing |  | none | 0 | CAISO_Wind | 1 | wind_low_cf | wind_low_cf_2022_6 | 33% | 1 | #N/A | 0 | ok | existing_generic | 1 | 0 | existing_generic_wind_existing_generic_wind_none | 0 | 0 | 1 | 1 | 1 | 1 | 1 | 1 | 1 | 1
SDCP | existing_generic_wind | existing_generic_wind | 2022 | 7 | 115.248 | 0 |  | planned_existing |  | none | 0 | CAISO_Wind | 1 | wind_low_cf | wind_low_cf_2022_7 | 23% | 1 | #N/A | 0 | ok | existing_generic | 1 | 0 | existing_generic_wind_existing_generic_wind_none | 0 | 0 | 1 | 1 | 1 | 1 | 1 | 1 | 1 | 1
SDCP | existing_generic_wind | existing_generic_wind | 2022 | 8 | 115.248 | 0 |  | planned_existing |  | none | 0 | CAISO_Wind | 1 | wind_low_cf | wind_low_cf_2022_8 | 21% | 1 | #N/A | 0 | ok | existing_generic | 1 | 0 | existing_generic_wind_existing_generic_wind_none | 0 | 0 | 1 | 1 | 1 | 1 | 1 | 1 | 1 | 1
SDCP | existing_generic_wind | existing_generic_wind | 2022 | 9 | 115.248 | 0 |  | planned_existing |  | none | 0 | CAISO_Wind | 1 | wind_low_cf | wind_low_cf_2022_9 | 15% | 1 | #N/A | 0 | ok | existing_generic | 1 | 0 | existing_generic_wind_existing_generic_wind_none | 0 | 0 | 1 | 1 | 1 | 1 | 1 | 1 | 1 | 1
SDCP | existing_generic_wind | existing_generic_wind | 2022 | 10 | 115.248 | 0 |  | planned_existing |  | none | 0 | CAISO_Wind | 1 | wind_low_cf | wind_low_cf_2022_10 | 8% | 1 | #N/A | 0 | ok | existing_generic | 1 | 0 | existing_generic_wind_existing_generic_wind_none | 0 | 0 | 1 | 1 | 1 | 1 | 1 | 1 | 1 | 1
SDCP | existing_generic_wind | existing_generic_wind | 2022 | 11 | 115.248 | 0 |  | planned_existing |  | none | 0 | CAISO_Wind | 1 | wind_low_cf | wind_low_cf_2022_11 | 12% | 1 | #N/A | 0 | ok | existing_generic | 1 | 0 | existing_generic_wind_existing_generic_wind_none | 0 | 0 | 1 | 1 | 1 | 1 | 1 | 1 | 1 | 1
SDCP | existing_generic_wind | existing_generic_wind | 2022 | 12 | 115.248 | 0 |  | planned_existing |  | none | 0 | CAISO_Wind | 1 | wind_low_cf | wind_low_cf_2022_12 | 13% | 1 | #N/A | 0 | ok | existing_generic | 1 | 0 | existing_generic_wind_existing_generic_wind_none | 0 | 0 | 1 | 1 | 1 | 1 | 1 | 1 | 1 | 1
SDCP | existing_generic_wind | existing_generic_wind | 2023 | 1 | 42.5553 | 0 |  | planned_existing |  | none | 0 | CAISO_Wind | 1 | wind_low_cf | wind_low_cf_2023_1 | 14% | 1 | #N/A | 0 | ok | existing_generic | 1 | 0 | existing_generic_wind_existing_generic_wind_none | 0 | 0 | 1 | 1 | 1 | 1 | 1 | 1 | 1 | 1
SDCP | existing_generic_wind | existing_generic_wind | 2023 | 2 | 42.5553 | 0 |  | planned_existing |  | none | 0 | CAISO_Wind | 1 | wind_low_cf | wind_low_cf_2023_2 | 12% | 1 | #N/A | 0 | ok | existing_generic | 1 | 0 | existing_generic_wind_existing_generic_wind_none | 0 | 0 | 1 | 1 | 1 | 1 | 1 | 1 | 1 | 1
SDCP | existing_generic_wind | existing_generic_wind | 2023 | 3 | 42.5553 | 0 |  | planned_existing |  | none | 0 | CAISO_Wind | 1 | wind_low_cf | wind_low_cf_2023_3 | 28% | 1 | #N/A | 0 | ok | existing_generic | 1 | 0 | existing_generic_wind_existing_generic_wind_none | 0 | 0 | 1 | 1 | 1 | 1 | 1 | 1 | 1 | 1
SDCP | existing_generic_wind | existing_generic_wind | 2023 | 4 | 42.5553 | 0 |  | planned_existing |  | none | 0 | CAISO_Wind | 1 | wind_low_cf | wind_low_cf_2023_4 | 25% | 1 | #N/A | 0 | ok | existing_generic | 1 | 0 | existing_generic_wind_existing_generic_wind_none | 0 | 0 | 1 | 1 | 1 | 1 | 1 | 1 | 1 | 1
SDCP | existing_generic_wind | existing_generic_wind | 2023 | 5 | 42.5553 | 0 |  | planned_existing |  | none | 0 | CAISO_Wind | 1 | wind_low_cf | wind_low_cf_2023_5 | 25% | 1 | #N/A | 0 | ok | existing_generic | 1 | 0 | existing_generic_wind_existing_generic_wind_none | 0 | 0 | 1 | 1 | 1 | 1 | 1 | 1 | 1 | 1
SDCP | existing_generic_wind | existing_generic_wind | 2023 | 6 | 42.5553 | 0 |  | planned_existing |  | none | 0 | CAISO_Wind | 1 | wind_low_cf | wind_low_cf_2023_6 | 33% | 1 | #N/A | 0 | ok | existing_generic | 1 | 0 | existing_generic_wind_existing_generic_wind_none | 0 | 0 | 1 | 1 | 1 | 1 | 1 | 1 | 1 | 1
SDCP | existing_generic_wind | existing_generic_wind | 2023 | 7 | 42.5553 | 0 |  | planned_existing |  | none | 0 | CAISO_Wind | 1 | wind_low_cf | wind_low_cf_2023_7 | 23% | 1 | #N/A | 0 | ok | existing_generic | 1 | 0 | existing_generic_wind_existing_generic_wind_none | 0 | 0 | 1 | 1 | 1 | 1 | 1 | 1 | 1 | 1
SDCP | existing_generic_wind | existing_generic_wind | 2023 | 8 | 42.5553 | 0 |  | planned_existing |  | none | 0 | CAISO_Wind | 1 | wind_low_cf | wind_low_cf_2023_8 | 21% | 1 | #N/A | 0 | ok | existing_generic | 1 | 0 | existing_generic_wind_existing_generic_wind_none | 0 | 0 | 1 | 1 | 1 | 1 | 1 | 1 | 1 | 1
SDCP | existing_generic_wind | existing_generic_wind | 2023 | 9 | 42.5553 | 0 |  | planned_existing |  | none | 0 | CAISO_Wind | 1 | wind_low_cf | wind_low_cf_2023_9 | 15% | 1 | #N/A | 0 | ok | existing_generic | 1 | 0 | existing_generic_wind_existing_generic_wind_none | 0 | 0 | 1 | 1 | 1 | 1 | 1 | 1 | 1 | 1
SDCP | existing_generic_wind | existing_generic_wind | 2023 | 10 | 42.5553 | 0 |  | planned_existing |  | none | 0 | CAISO_Wind | 1 | wind_low_cf | wind_low_cf_2023_10 | 8% | 1 | #N/A | 0 | ok | existing_generic | 1 | 0 | existing_generic_wind_existing_generic_wind_none | 0 | 0 | 1 | 1 | 1 | 1 | 1 | 1 | 1 | 1
SDCP | existing_generic_wind | existing_generic_wind | 2023 | 11 | 42.5553 | 0 |  | planned_existing |  | none | 0 | CAISO_Wind | 1 | wind_low_cf | wind_low_cf_2023_11 | 12% | 1 | #N/A | 0 | ok | existing_generic | 1 | 0 | existing_generic_wind_existing_generic_wind_none | 0 | 0 | 1 | 1 | 1 | 1 | 1 | 1 | 1 | 1
SDCP | existing_generic_wind | existing_generic_wind | 2023 | 12 | 42.5553 | 0 |  | planned_existing |  | none | 0 | CAISO_Wind | 1 | wind_low_cf | wind_low_cf_2023_12 | 13% | 1 | #N/A | 0 | ok | existing_generic | 1 | 0 | existing_generic_wind_existing_generic_wind_none | 0 | 0 | 1 | 1 | 1 | 1 | 1 | 1 | 1 | 1
SDCP | existing_generic_wind | existing_generic_wind | 2024 | 1 | 21.4415 | 0 |  | planned_existing |  | none | 0 | CAISO_Wind | 1 | wind_low_cf | wind_low_cf_2024_1 | 16.12% | 1 | #N/A | 0 | ok | existing_generic | 1 | 0 | existing_generic_wind_existing_generic_wind_none | 0 | 0 | 1 | 1 | 1 | 1 | 1 | 1 | 1 | 1
SDCP | existing_generic_wind | existing_generic_wind | 2024 | 2 | 21.4415 | 0 |  | planned_existing |  | none | 0 | CAISO_Wind | 1 | wind_low_cf | wind_low_cf_2024_2 | 13.81% | 1 | #N/A | 0 | ok | existing_generic | 1 | 0 | existing_generic_wind_existing_generic_wind_none | 0 | 0 | 1 | 1 | 1 | 1 | 1 | 1 | 1 | 1
SDCP | existing_generic_wind | existing_generic_wind | 2024 | 3 | 21.4415 | 0 |  | planned_existing |  | none | 0 | CAISO_Wind | 1 | wind_low_cf | wind_low_cf_2024_3 | 32.23% | 1 | #N/A | 0 | ok | existing_generic | 1 | 0 | existing_generic_wind_existing_generic_wind_none | 0 | 0 | 1 | 1 | 1 | 1 | 1 | 1 | 1 | 1
SDCP | existing_generic_wind | existing_generic_wind | 2024 | 4 | 21.4415 | 0 |  | planned_existing |  | none | 0 | CAISO_Wind | 1 | wind_low_cf | wind_low_cf_2024_4 | 28.78% | 1 | #N/A | 0 | ok | existing_generic | 1 | 0 | existing_generic_wind_existing_generic_wind_none | 0 | 0 | 1 | 1 | 1 | 1 | 1 | 1 | 1 | 1
SDCP | existing_generic_wind | existing_generic_wind | 2024 | 5 | 21.4415 | 0 |  | planned_existing |  | none | 0 | CAISO_Wind | 1 | wind_low_cf | wind_low_cf_2024_5 | 28.78% | 1 | #N/A | 0 | ok | existing_generic | 1 | 0 | existing_generic_wind_existing_generic_wind_none | 0 | 0 | 1 | 1 | 1 | 1 | 1 | 1 | 1 | 1
SDCP | existing_generic_wind | existing_generic_wind | 2024 | 6 | 21.4415 | 0 |  | planned_existing |  | none | 0 | CAISO_Wind | 1 | wind_low_cf | wind_low_cf_2024_6 | 37.99% | 1 | #N/A | 0 | ok | existing_generic | 1 | 0 | existing_generic_wind_existing_generic_wind_none | 0 | 0 | 1 | 1 | 1 | 1 | 1 | 1 | 1 | 1
SDCP | existing_generic_wind | existing_generic_wind | 2024 | 7 | 21.4415 | 0 |  | planned_existing |  | none | 0 | CAISO_Wind | 1 | wind_low_cf | wind_low_cf_2024_7 | 26.48% | 1 | #N/A | 0 | ok | existing_generic | 1 | 0 | existing_generic_wind_existing_generic_wind_none | 0 | 0 | 1 | 1 | 1 | 1 | 1 | 1 | 1 | 1
SDCP | existing_generic_wind | existing_generic_wind | 2024 | 8 | 21.4415 | 0 |  | planned_existing |  | none | 0 | CAISO_Wind | 1 | wind_low_cf | wind_low_cf_2024_8 | 24.17% | 1 | #N/A | 0 | ok | existing_generic | 1 | 0 | existing_generic_wind_existing_generic_wind_none | 0 | 0 | 1 | 1 | 1 | 1 | 1 | 1 | 1 | 1
SDCP | existing_generic_wind | existing_generic_wind | 2024 | 9 | 21.4415 | 0 |  | planned_existing |  | none | 0 | CAISO_Wind | 1 | wind_low_cf | wind_low_cf_2024_9 | 17.27% | 1 | #N/A | 0 | ok | existing_generic | 1 | 0 | existing_generic_wind_existing_generic_wind_none | 0 | 0 | 1 | 1 | 1 | 1 | 1 | 1 | 1 | 1
SDCP | existing_generic_wind | existing_generic_wind | 2024 | 10 | 21.4415 | 0 |  | planned_existing |  | none | 0 | CAISO_Wind | 1 | wind_low_cf | wind_low_cf_2024_10 | 9.209% | 1 | #N/A | 0 | ok | existing_generic | 1 | 0 | existing_generic_wind_existing_generic_wind_none | 0 | 0 | 1 | 1 | 1 | 1 | 1 | 1 | 1 | 1
SDCP | existing_generic_wind | existing_generic_wind | 2024 | 11 | 21.4415 | 0 |  | planned_existing |  | none | 0 | CAISO_Wind | 1 | wind_low_cf | wind_low_cf_2024_11 | 13.81% | 1 | #N/A | 0 | ok | existing_generic | 1 | 0 | existing_generic_wind_existing_generic_wind_none | 0 | 0 | 1 | 1 | 1 | 1 | 1 | 1 | 1 | 1
SDCP | existing_generic_wind | existing_generic_wind | 2024 | 12 | 21.4415 | 0 |  | planned_existing |  | none | 0 | CAISO_Wind | 1 | wind_low_cf | wind_low_cf_2024_12 | 14.96% | 1 | #N/A | 0 | ok | existing_generic | 1 | 0 | existing_generic_wind_existing_generic_wind_none | 0 | 0 | 1 | 1 | 1 | 1 | 1 | 1 | 1 | 1
SDCP | existing_generic_wind | existing_generic_wind | 2025 | 1 | 18.3269 | 0 |  | planned_existing |  | none | 0 | CAISO_Wind | 1 | wind_low_cf | wind_low_cf_2025_1 | 18.23% | 1 | #N/A | 0 | ok | existing_generic | 1 | 0 | existing_generic_wind_existing_generic_wind_none | 0 | 0 | 1 | 1 | 1 | 1 | 1 | 1 | 1 | 1
SDCP | existing_generic_wind | existing_generic_wind | 2025 | 2 | 18.3269 | 0 |  | planned_existing |  | none | 0 | CAISO_Wind | 1 | wind_low_cf | wind_low_cf_2025_2 | 15.63% | 1 | #N/A | 0 | ok | existing_generic | 1 | 0 | existing_generic_wind_existing_generic_wind_none | 0 | 0 | 1 | 1 | 1 | 1 | 1 | 1 | 1 | 1
SDCP | existing_generic_wind | existing_generic_wind | 2025 | 3 | 18.3269 | 0 |  | planned_existing |  | none | 0 | CAISO_Wind | 1 | wind_low_cf | wind_low_cf_2025_3 | 36.46% | 1 | #N/A | 0 | ok | existing_generic | 1 | 0 | existing_generic_wind_existing_generic_wind_none | 0 | 0 | 1 | 1 | 1 | 1 | 1 | 1 | 1 | 1
SDCP | existing_generic_wind | existing_generic_wind | 2025 | 4 | 18.3269 | 0 |  | planned_existing |  | none | 0 | CAISO_Wind | 1 | wind_low_cf | wind_low_cf_2025_4 | 32.56% | 1 | #N/A | 0 | ok | existing_generic | 1 | 0 | existing_generic_wind_existing_generic_wind_none | 0 | 0 | 1 | 1 | 1 | 1 | 1 | 1 | 1 | 1
SDCP | existing_generic_wind | existing_generic_wind | 2025 | 5 | 18.3269 | 0 |  | planned_existing |  | none | 0 | CAISO_Wind | 1 | wind_low_cf | wind_low_cf_2025_5 | 32.56% | 1 | #N/A | 0 | ok | existing_generic | 1 | 0 | existing_generic_wind_existing_generic_wind_none | 0 | 0 | 1 | 1 | 1 | 1 | 1 | 1 | 1 | 1
SDCP | existing_generic_wind | existing_generic_wind | 2025 | 6 | 18.3269 | 0 |  | planned_existing |  | none | 0 | CAISO_Wind | 1 | wind_low_cf | wind_low_cf_2025_6 | 42.98% | 1 | #N/A | 0 | ok | existing_generic | 1 | 0 | existing_generic_wind_existing_generic_wind_none | 0 | 0 | 1 | 1 | 1 | 1 | 1 | 1 | 1 | 1
SDCP | existing_generic_wind | existing_generic_wind | 2025 | 7 | 18.3269 | 0 |  | planned_existing |  | none | 0 | CAISO_Wind | 1 | wind_low_cf | wind_low_cf_2025_7 | 29.95% | 1 | #N/A | 0 | ok | existing_generic | 1 | 0 | existing_generic_wind_existing_generic_wind_none | 0 | 0 | 1 | 1 | 1 | 1 | 1 | 1 | 1 | 1
SDCP | existing_generic_wind | existing_generic_wind | 2025 | 8 | 18.3269 | 0 |  | planned_existing |  | none | 0 | CAISO_Wind | 1 | wind_low_cf | wind_low_cf_2025_8 | 27.35% | 1 | #N/A | 0 | ok | existing_generic | 1 | 0 | existing_generic_wind_existing_generic_wind_none | 0 | 0 | 1 | 1 | 1 | 1 | 1 | 1 | 1 | 1
SDCP | existing_generic_wind | existing_generic_wind | 2025 | 9 | 18.3269 | 0 |  | planned_existing |  | none | 0 | CAISO_Wind | 1 | wind_low_cf | wind_low_cf_2025_9 | 19.53% | 1 | #N/A | 0 | ok | existing_generic | 1 | 0 | existing_generic_wind_existing_generic_wind_none | 0 | 0 | 1 | 1 | 1 | 1 | 1 | 1 | 1 | 1
SDCP | existing_generic_wind | existing_generic_wind | 2025 | 10 | 18.3269 | 0 |  | planned_existing |  | none | 0 | CAISO_Wind | 1 | wind_low_cf | wind_low_cf_2025_10 | 10.42% | 1 | #N/A | 0 | ok | existing_generic | 1 | 0 | existing_generic_wind_existing_generic_wind_none | 0 | 0 | 1 | 1 | 1 | 1 | 1 | 1 | 1 | 1
SDCP | existing_generic_wind | existing_generic_wind | 2025 | 11 | 18.3269 | 0 |  | planned_existing |  | none | 0 | CAISO_Wind | 1 | wind_low_cf | wind_low_cf_2025_11 | 15.63% | 1 | #N/A | 0 | ok | existing_generic | 1 | 0 | existing_generic_wind_existing_generic_wind_none | 0 | 0 | 1 | 1 | 1 | 1 | 1 | 1 | 1 | 1
SDCP | existing_generic_wind | existing_generic_wind | 2025 | 12 | 18.3269 | 0 |  | planned_existing |  | none | 0 | CAISO_Wind | 1 | wind_low_cf | wind_low_cf_2025_12 | 16.93% | 1 | #N/A | 0 | ok | existing_generic | 1 | 0 | existing_generic_wind_existing_generic_wind_none | 0 | 0 | 1 | 1 | 1 | 1 | 1 | 1 | 1 | 1
SDCP | existing_generic_wind | existing_generic_wind | 2026 | 1 | 13.4885 | 0 |  | planned_existing |  | none | 0 | CAISO_Wind | 1 | wind_low_cf | wind_low_cf_2026_1 | 20.35% | 1 | #N/A | 0 | ok | existing_generic | 1 | 0 | existing_generic_wind_existing_generic_wind_none | 0 | 0 | 1 | 1 | 1 | 1 | 1 | 1 | 1 | 1
SDCP | existing_generic_wind | existing_generic_wind | 2026 | 2 | 13.4885 | 0 |  | planned_existing |  | none | 0 | CAISO_Wind | 1 | wind_low_cf | wind_low_cf_2026_2 | 17.44% | 1 | #N/A | 0 | ok | existing_generic | 1 | 0 | existing_generic_wind_existing_generic_wind_none | 0 | 0 | 1 | 1 | 1 | 1 | 1 | 1 | 1 | 1
SDCP | existing_generic_wind | existing_generic_wind | 2026 | 3 | 13.4885 | 0 |  | planned_existing |  | none | 0 | CAISO_Wind | 1 | wind_low_cf | wind_low_cf_2026_3 | 40.7% | 1 | #N/A | 0 | ok | existing_generic | 1 | 0 | existing_generic_wind_existing_generic_wind_none | 0 | 0 | 1 | 1 | 1 | 1 | 1 | 1 | 1 | 1
SDCP | existing_generic_wind | existing_generic_wind | 2026 | 4 | 13.4885 | 0 |  | planned_existing |  | none | 0 | CAISO_Wind | 1 | wind_low_cf | wind_low_cf_2026_4 | 36.34% | 1 | #N/A | 0 | ok | existing_generic | 1 | 0 | existing_generic_wind_existing_generic_wind_none | 0 | 0 | 1 | 1 | 1 | 1 | 1 | 1 | 1 | 1
SDCP | existing_generic_wind | existing_generic_wind | 2026 | 5 | 13.4885 | 0 |  | planned_existing |  | none | 0 | CAISO_Wind | 1 | wind_low_cf | wind_low_cf_2026_5 | 36.34% | 1 | #N/A | 0 | ok | existing_generic | 1 | 0 | existing_generic_wind_existing_generic_wind_none | 0 | 0 | 1 | 1 | 1 | 1 | 1 | 1 | 1 | 1
SDCP | existing_generic_wind | existing_generic_wind | 2026 | 6 | 13.4885 | 0 |  | planned_existing |  | none | 0 | CAISO_Wind | 1 | wind_low_cf | wind_low_cf_2026_6 | 47.96% | 1 | #N/A | 0 | ok | existing_generic | 1 | 0 | existing_generic_wind_existing_generic_wind_none | 0 | 0 | 1 | 1 | 1 | 1 | 1 | 1 | 1 | 1
SDCP | existing_generic_wind | existing_generic_wind | 2026 | 7 | 13.4885 | 0 |  | planned_existing |  | none | 0 | CAISO_Wind | 1 | wind_low_cf | wind_low_cf_2026_7 | 33.43% | 1 | #N/A | 0 | ok | existing_generic | 1 | 0 | existing_generic_wind_existing_generic_wind_none | 0 | 0 | 1 | 1 | 1 | 1 | 1 | 1 | 1 | 1
SDCP | existing_generic_wind | existing_generic_wind | 2026 | 8 | 13.4885 | 0 |  | planned_existing |  | none | 0 | CAISO_Wind | 1 | wind_low_cf | wind_low_cf_2026_8 | 30.52% | 1 | #N/A | 0 | ok | existing_generic | 1 | 0 | existing_generic_wind_existing_generic_wind_none | 0 | 0 | 1 | 1 | 1 | 1 | 1 | 1 | 1 | 1
SDCP | existing_generic_wind | existing_generic_wind | 2026 | 9 | 13.4885 | 0 |  | planned_existing |  | none | 0 | CAISO_Wind | 1 | wind_low_cf | wind_low_cf_2026_9 | 21.8% | 1 | #N/A | 0 | ok | existing_generic | 1 | 0 | existing_generic_wind_existing_generic_wind_none | 0 | 0 | 1 | 1 | 1 | 1 | 1 | 1 | 1 | 1
SDCP | existing_generic_wind | existing_generic_wind | 2026 | 10 | 13.4885 | 0 |  | planned_existing |  | none | 0 | CAISO_Wind | 1 | wind_low_cf | wind_low_cf_2026_10 | 11.63% | 1 | #N/A | 0 | ok | existing_generic | 1 | 0 | existing_generic_wind_existing_generic_wind_none | 0 | 0 | 1 | 1 | 1 | 1 | 1 | 1 | 1 | 1
SDCP | existing_generic_wind | existing_generic_wind | 2026 | 11 | 13.4885 | 0 |  | planned_existing |  | none | 0 | CAISO_Wind | 1 | wind_low_cf | wind_low_cf_2026_11 | 17.44% | 1 | #N/A | 0 | ok | existing_generic | 1 | 0 | existing_generic_wind_existing_generic_wind_none | 0 | 0 | 1 | 1 | 1 | 1 | 1 | 1 | 1 | 1
SDCP | existing_generic_wind | existing_generic_wind | 2026 | 12 | 13.4885 | 0 |  | planned_existing |  | none | 0 | CAISO_Wind | 1 | wind_low_cf | wind_low_cf_2026_12 | 18.89% | 1 | #N/A | 0 | ok | existing_generic | 1 | 0 | existing_generic_wind_existing_generic_wind_none | 0 | 0 | 1 | 1 | 1 | 1 | 1 | 1 | 1 | 1
SDCP | existing_generic_wind | existing_generic_wind | 2027 | 1 | 22.1851 | 0 |  | planned_existing |  | none | 0 | CAISO_Wind | 1 | wind_low_cf | wind_low_cf_2027_1 | 20.32% | 1 | #N/A | 0 | ok | existing_generic | 1 | 0 | existing_generic_wind_existing_generic_wind_none | 0 | 0 | 1 | 1 | 1 | 1 | 1 | 1 | 1 | 1
SDCP | existing_generic_wind | existing_generic_wind | 2027 | 2 | 22.1851 | 0 |  | planned_existing |  | none | 0 | CAISO_Wind | 1 | wind_low_cf | wind_low_cf_2027_2 | 17.42% | 1 | #N/A | 0 | ok | existing_generic | 1 | 0 | existing_generic_wind_existing_generic_wind_none | 0 | 0 | 1 | 1 | 1 | 1 | 1 | 1 | 1 | 1
SDCP | existing_generic_wind | existing_generic_wind | 2027 | 3 | 22.1851 | 0 |  | planned_existing |  | none | 0 | CAISO_Wind | 1 | wind_low_cf | wind_low_cf_2027_3 | 40.65% | 1 | #N/A | 0 | ok | existing_generic | 1 | 0 | existing_generic_wind_existing_generic_wind_none | 0 | 0 | 1 | 1 | 1 | 1 | 1 | 1 | 1 | 1
SDCP | existing_generic_wind | existing_generic_wind | 2027 | 4 | 22.1851 | 0 |  | planned_existing |  | none | 0 | CAISO_Wind | 1 | wind_low_cf | wind_low_cf_2027_4 | 36.29% | 1 | #N/A | 0 | ok | existing_generic | 1 | 0 | existing_generic_wind_existing_generic_wind_none | 0 | 0 | 1 | 1 | 1 | 1 | 1 | 1 | 1 | 1
SDCP | existing_generic_wind | existing_generic_wind | 2027 | 5 | 22.1851 | 0 |  | planned_existing |  | none | 0 | CAISO_Wind | 1 | wind_low_cf | wind_low_cf_2027_5 | 36.29% | 1 | #N/A | 0 | ok | existing_generic | 1 | 0 | existing_generic_wind_existing_generic_wind_none | 0 | 0 | 1 | 1 | 1 | 1 | 1 | 1 | 1 | 1
SDCP | existing_generic_wind | existing_generic_wind | 2027 | 6 | 22.1851 | 0 |  | planned_existing |  | none | 0 | CAISO_Wind | 1 | wind_low_cf | wind_low_cf_2027_6 | 47.9% | 1 | #N/A | 0 | ok | existing_generic | 1 | 0 | existing_generic_wind_existing_generic_wind_none | 0 | 0 | 1 | 1 | 1 | 1 | 1 | 1 | 1 | 1
SDCP | existing_generic_wind | existing_generic_wind | 2027 | 7 | 22.1851 | 0 |  | planned_existing |  | none | 0 | CAISO_Wind | 1 | wind_low_cf | wind_low_cf_2027_7 | 33.39% | 1 | #N/A | 0 | ok | existing_generic | 1 | 0 | existing_generic_wind_existing_generic_wind_none | 0 | 0 | 1 | 1 | 1 | 1 | 1 | 1 | 1 | 1
SDCP | existing_generic_wind | existing_generic_wind | 2027 | 8 | 22.1851 | 0 |  | planned_existing |  | none | 0 | CAISO_Wind | 1 | wind_low_cf | wind_low_cf_2027_8 | 30.48% | 1 | #N/A | 0 | ok | existing_generic | 1 | 0 | existing_generic_wind_existing_generic_wind_none | 0 | 0 | 1 | 1 | 1 | 1 | 1 | 1 | 1 | 1
SDCP | existing_generic_wind | existing_generic_wind | 2027 | 9 | 22.1851 | 0 |  | planned_existing |  | none | 0 | CAISO_Wind | 1 | wind_low_cf | wind_low_cf_2027_9 | 21.77% | 1 | #N/A | 0 | ok | existing_generic | 1 | 0 | existing_generic_wind_existing_generic_wind_none | 0 | 0 | 1 | 1 | 1 | 1 | 1 | 1 | 1 | 1
SDCP | existing_generic_wind | existing_generic_wind | 2027 | 10 | 22.1851 | 0 |  | planned_existing |  | none | 0 | CAISO_Wind | 1 | wind_low_cf | wind_low_cf_2027_10 | 11.61% | 1 | #N/A | 0 | ok | existing_generic | 1 | 0 | existing_generic_wind_existing_generic_wind_none | 0 | 0 | 1 | 1 | 1 | 1 | 1 | 1 | 1 | 1
SDCP | existing_generic_wind | existing_generic_wind | 2027 | 11 | 22.1851 | 0 |  | planned_existing |  | none | 0 | CAISO_Wind | 1 | wind_low_cf | wind_low_cf_2027_11 | 17.42% | 1 | #N/A | 0 | ok | existing_generic | 1 | 0 | existing_generic_wind_existing_generic_wind_none | 0 | 0 | 1 | 1 | 1 | 1 | 1 | 1 | 1 | 1
SDCP | existing_generic_wind | existing_generic_wind | 2027 | 12 | 22.1851 | 0 |  | planned_existing |  | none | 0 | CAISO_Wind | 1 | wind_low_cf | wind_low_cf_2027_12 | 18.87% | 1 | #N/A | 0 | ok | existing_generic | 1 | 0 | existing_generic_wind_existing_generic_wind_none | 0 | 0 | 1 | 1 | 1 | 1 | 1 | 1 | 1 | 1
SDCP | existing_generic_wind | existing_generic_wind | 2028 | 1 | 33.593 | 0 |  | planned_existing |  | none | 0 | CAISO_Wind | 1 | wind_low_cf | wind_low_cf_2028_1 | 20.3% | 1 | #N/A | 0 | ok | existing_generic | 1 | 0 | existing_generic_wind_existing_generic_wind_none | 0 | 0 | 1 | 1 | 1 | 1 | 1 | 1 | 1 | 1
SDCP | existing_generic_wind | existing_generic_wind | 2028 | 2 | 33.593 | 0 |  | planned_existing |  | none | 0 | CAISO_Wind | 1 | wind_low_cf | wind_low_cf_2028_2 | 17.4% | 1 | #N/A | 0 | ok | existing_generic | 1 | 0 | existing_generic_wind_existing_generic_wind_none | 0 | 0 | 1 | 1 | 1 | 1 | 1 | 1 | 1 | 1
SDCP | existing_generic_wind | existing_generic_wind | 2028 | 3 | 33.593 | 0 |  | planned_existing |  | none | 0 | CAISO_Wind | 1 | wind_low_cf | wind_low_cf_2028_3 | 40.59% | 1 | #N/A | 0 | ok | existing_generic | 1 | 0 | existing_generic_wind_existing_generic_wind_none | 0 | 0 | 1 | 1 | 1 | 1 | 1 | 1 | 1 | 1
SDCP | existing_generic_wind | existing_generic_wind | 2028 | 4 | 33.593 | 0 |  | planned_existing |  | none | 0 | CAISO_Wind | 1 | wind_low_cf | wind_low_cf_2028_4 | 36.25% | 1 | #N/A | 0 | ok | existing_generic | 1 | 0 | existing_generic_wind_existing_generic_wind_none | 0 | 0 | 1 | 1 | 1 | 1 | 1 | 1 | 1 | 1
SDCP | existing_generic_wind | existing_generic_wind | 2028 | 5 | 33.593 | 0 |  | planned_existing |  | none | 0 | CAISO_Wind | 1 | wind_low_cf | wind_low_cf_2028_5 | 36.25% | 1 | #N/A | 0 | ok | existing_generic | 1 | 0 | existing_generic_wind_existing_generic_wind_none | 0 | 0 | 1 | 1 | 1 | 1 | 1 | 1 | 1 | 1
SDCP | existing_generic_wind | existing_generic_wind | 2028 | 6 | 33.593 | 0 |  | planned_existing |  | none | 0 | CAISO_Wind | 1 | wind_low_cf | wind_low_cf_2028_6 | 47.84% | 1 | #N/A | 0 | ok | existing_generic | 1 | 0 | existing_generic_wind_existing_generic_wind_none | 0 | 0 | 1 | 1 | 1 | 1 | 1 | 1 | 1 | 1
SDCP | existing_generic_wind | existing_generic_wind | 2028 | 7 | 33.593 | 0 |  | planned_existing |  | none | 0 | CAISO_Wind | 1 | wind_low_cf | wind_low_cf_2028_7 | 33.35% | 1 | #N/A | 0 | ok | existing_generic | 1 | 0 | existing_generic_wind_existing_generic_wind_none | 0 | 0 | 1 | 1 | 1 | 1 | 1 | 1 | 1 | 1
SDCP | existing_generic_wind | existing_generic_wind | 2028 | 8 | 33.593 | 0 |  | planned_existing |  | none | 0 | CAISO_Wind | 1 | wind_low_cf | wind_low_cf_2028_8 | 30.45% | 1 | #N/A | 0 | ok | existing_generic | 1 | 0 | existing_generic_wind_existing_generic_wind_none | 0 | 0 | 1 | 1 | 1 | 1 | 1 | 1 | 1 | 1
SDCP | existing_generic_wind | existing_generic_wind | 2028 | 9 | 33.593 | 0 |  | planned_existing |  | none | 0 | CAISO_Wind | 1 | wind_low_cf | wind_low_cf_2028_9 | 21.75% | 1 | #N/A | 0 | ok | existing_generic | 1 | 0 | existing_generic_wind_existing_generic_wind_none | 0 | 0 | 1 | 1 | 1 | 1 | 1 | 1 | 1 | 1
SDCP | existing_generic_wind | existing_generic_wind | 2028 | 10 | 33.593 | 0 |  | planned_existing |  | none | 0 | CAISO_Wind | 1 | wind_low_cf | wind_low_cf_2028_10 | 11.6% | 1 | #N/A | 0 | ok | existing_generic | 1 | 0 | existing_generic_wind_existing_generic_wind_none | 0 | 0 | 1 | 1 | 1 | 1 | 1 | 1 | 1 | 1
SDCP | existing_generic_wind | existing_generic_wind | 2028 | 11 | 33.593 | 0 |  | planned_existing |  | none | 0 | CAISO_Wind | 1 | wind_low_cf | wind_low_cf_2028_11 | 17.4% | 1 | #N/A | 0 | ok | existing_generic | 1 | 0 | existing_generic_wind_existing_generic_wind_none | 0 | 0 | 1 | 1 | 1 | 1 | 1 | 1 | 1 | 1
SDCP | existing_generic_wind | existing_generic_wind | 2028 | 12 | 33.593 | 0 |  | planned_existing |  | none | 0 | CAISO_Wind | 1 | wind_low_cf | wind_low_cf_2028_12 | 18.85% | 1 | #N/A | 0 | ok | existing_generic | 1 | 0 | existing_generic_wind_existing_generic_wind_none | 0 | 0 | 1 | 1 | 1 | 1 | 1 | 1 | 1 | 1
SDCP | existing_generic_wind | existing_generic_wind | 2029 | 1 | 45.1515 | 0 |  | planned_existing |  | none | 0 | CAISO_Wind | 1 | wind_low_cf | wind_low_cf_2029_1 | 20.27% | 1 | #N/A | 0 | ok | existing_generic | 1 | 0 | existing_generic_wind_existing_generic_wind_none | 0 | 0 | 1 | 1 | 1 | 1 | 1 | 1 | 1 | 1
SDCP | existing_generic_wind | existing_generic_wind | 2029 | 2 | 45.1515 | 0 |  | planned_existing |  | none | 0 | CAISO_Wind | 1 | wind_low_cf | wind_low_cf_2029_2 | 17.38% | 1 | #N/A | 0 | ok | existing_generic | 1 | 0 | existing_generic_wind_existing_generic_wind_none | 0 | 0 | 1 | 1 | 1 | 1 | 1 | 1 | 1 | 1
SDCP | existing_generic_wind | existing_generic_wind | 2029 | 3 | 45.1515 | 0 |  | planned_existing |  | none | 0 | CAISO_Wind | 1 | wind_low_cf | wind_low_cf_2029_3 | 40.54% | 1 | #N/A | 0 | ok | existing_generic | 1 | 0 | existing_generic_wind_existing_generic_wind_none | 0 | 0 | 1 | 1 | 1 | 1 | 1 | 1 | 1 | 1
SDCP | existing_generic_wind | existing_generic_wind | 2029 | 4 | 45.1515 | 0 |  | planned_existing |  | none | 0 | CAISO_Wind | 1 | wind_low_cf | wind_low_cf_2029_4 | 36.2% | 1 | #N/A | 0 | ok | existing_generic | 1 | 0 | existing_generic_wind_existing_generic_wind_none | 0 | 0 | 1 | 1 | 1 | 1 | 1 | 1 | 1 | 1
SDCP | existing_generic_wind | existing_generic_wind | 2029 | 5 | 45.1515 | 0 |  | planned_existing |  | none | 0 | CAISO_Wind | 1 | wind_low_cf | wind_low_cf_2029_5 | 36.2% | 1 | #N/A | 0 | ok | existing_generic | 1 | 0 | existing_generic_wind_existing_generic_wind_none | 0 | 0 | 1 | 1 | 1 | 1 | 1 | 1 | 1 | 1
SDCP | existing_generic_wind | existing_generic_wind | 2029 | 6 | 45.1515 | 0 |  | planned_existing |  | none | 0 | CAISO_Wind | 1 | wind_low_cf | wind_low_cf_2029_6 | 47.78% | 1 | #N/A | 0 | ok | existing_generic | 1 | 0 | existing_generic_wind_existing_generic_wind_none | 0 | 0 | 1 | 1 | 1 | 1 | 1 | 1 | 1 | 1
SDCP | existing_generic_wind | existing_generic_wind | 2029 | 7 | 45.1515 | 0 |  | planned_existing |  | none | 0 | CAISO_Wind | 1 | wind_low_cf | wind_low_cf_2029_7 | 33.3% | 1 | #N/A | 0 | ok | existing_generic | 1 | 0 | existing_generic_wind_existing_generic_wind_none | 0 | 0 | 1 | 1 | 1 | 1 | 1 | 1 | 1 | 1
SDCP | existing_generic_wind | existing_generic_wind | 2029 | 8 | 45.1515 | 0 |  | planned_existing |  | none | 0 | CAISO_Wind | 1 | wind_low_cf | wind_low_cf_2029_8 | 30.41% | 1 | #N/A | 0 | ok | existing_generic | 1 | 0 | existing_generic_wind_existing_generic_wind_none | 0 | 0 | 1 | 1 | 1 | 1 | 1 | 1 | 1 | 1
SDCP | existing_generic_wind | existing_generic_wind | 2029 | 9 | 45.1515 | 0 |  | planned_existing |  | none | 0 | CAISO_Wind | 1 | wind_low_cf | wind_low_cf_2029_9 | 21.72% | 1 | #N/A | 0 | ok | existing_generic | 1 | 0 | existing_generic_wind_existing_generic_wind_none | 0 | 0 | 1 | 1 | 1 | 1 | 1 | 1 | 1 | 1
SDCP | existing_generic_wind | existing_generic_wind | 2029 | 10 | 45.1515 | 0 |  | planned_existing |  | none | 0 | CAISO_Wind | 1 | wind_low_cf | wind_low_cf_2029_10 | 11.58% | 1 | #N/A | 0 | ok | existing_generic | 1 | 0 | existing_generic_wind_existing_generic_wind_none | 0 | 0 | 1 | 1 | 1 | 1 | 1 | 1 | 1 | 1
SDCP | existing_generic_wind | existing_generic_wind | 2029 | 11 | 45.1515 | 0 |  | planned_existing |  | none | 0 | CAISO_Wind | 1 | wind_low_cf | wind_low_cf_2029_11 | 17.38% | 1 | #N/A | 0 | ok | existing_generic | 1 | 0 | existing_generic_wind_existing_generic_wind_none | 0 | 0 | 1 | 1 | 1 | 1 | 1 | 1 | 1 | 1
SDCP | existing_generic_wind | existing_generic_wind | 2029 | 12 | 45.1515 | 0 |  | planned_existing |  | none | 0 | CAISO_Wind | 1 | wind_low_cf | wind_low_cf_2029_12 | 18.82% | 1 | #N/A | 0 | ok | existing_generic | 1 | 0 | existing_generic_wind_existing_generic_wind_none | 0 | 0 | 1 | 1 | 1 | 1 | 1 | 1 | 1 | 1
SDCP | existing_generic_wind | existing_generic_wind | 2030 | 1 | 54.2804 | 0 |  | planned_existing |  | none | 0 | CAISO_Wind | 1 | wind_low_cf | wind_low_cf_2030_1 | 20.25% | 1 | #N/A | 0 | ok | existing_generic | 1 | 0 | existing_generic_wind_existing_generic_wind_none | 0 | 0 | 1 | 1 | 1 | 1 | 1 | 1 | 1 | 1
SDCP | existing_generic_wind | existing_generic_wind | 2030 | 2 | 54.2804 | 0 |  | planned_existing |  | none | 0 | CAISO_Wind | 1 | wind_low_cf | wind_low_cf_2030_2 | 17.35% | 1 | #N/A | 0 | ok | existing_generic | 1 | 0 | existing_generic_wind_existing_generic_wind_none | 0 | 0 | 1 | 1 | 1 | 1 | 1 | 1 | 1 | 1
SDCP | existing_generic_wind | existing_generic_wind | 2030 | 3 | 54.2804 | 0 |  | planned_existing |  | none | 0 | CAISO_Wind | 1 | wind_low_cf | wind_low_cf_2030_3 | 40.49% | 1 | #N/A | 0 | ok | existing_generic | 1 | 0 | existing_generic_wind_existing_generic_wind_none | 0 | 0 | 1 | 1 | 1 | 1 | 1 | 1 | 1 | 1
SDCP | existing_generic_wind | existing_generic_wind | 2030 | 4 | 54.2804 | 0 |  | planned_existing |  | none | 0 | CAISO_Wind | 1 | wind_low_cf | wind_low_cf_2030_4 | 36.15% | 1 | #N/A | 0 | ok | existing_generic | 1 | 0 | existing_generic_wind_existing_generic_wind_none | 0 | 0 | 1 | 1 | 1 | 1 | 1 | 1 | 1 | 1
SDCP | existing_generic_wind | existing_generic_wind | 2030 | 5 | 54.2804 | 0 |  | planned_existing |  | none | 0 | CAISO_Wind | 1 | wind_low_cf | wind_low_cf_2030_5 | 36.15% | 1 | #N/A | 0 | ok | existing_generic | 1 | 0 | existing_generic_wind_existing_generic_wind_none | 0 | 0 | 1 | 1 | 1 | 1 | 1 | 1 | 1 | 1
SDCP | existing_generic_wind | existing_generic_wind | 2030 | 6 | 54.2804 | 0 |  | planned_existing |  | none | 0 | CAISO_Wind | 1 | wind_low_cf | wind_low_cf_2030_6 | 47.72% | 1 | #N/A | 0 | ok | existing_generic | 1 | 0 | existing_generic_wind_existing_generic_wind_none | 0 | 0 | 1 | 1 | 1 | 1 | 1 | 1 | 1 | 1
SDCP | existing_generic_wind | existing_generic_wind | 2030 | 7 | 54.2804 | 0 |  | planned_existing |  | none | 0 | CAISO_Wind | 1 | wind_low_cf | wind_low_cf_2030_7 | 33.26% | 1 | #N/A | 0 | ok | existing_generic | 1 | 0 | existing_generic_wind_existing_generic_wind_none | 0 | 0 | 1 | 1 | 1 | 1 | 1 | 1 | 1 | 1
SDCP | existing_generic_wind | existing_generic_wind | 2030 | 8 | 54.2804 | 0 |  | planned_existing |  | none | 0 | CAISO_Wind | 1 | wind_low_cf | wind_low_cf_2030_8 | 30.37% | 1 | #N/A | 0 | ok | existing_generic | 1 | 0 | existing_generic_wind_existing_generic_wind_none | 0 | 0 | 1 | 1 | 1 | 1 | 1 | 1 | 1 | 1
SDCP | existing_generic_wind | existing_generic_wind | 2030 | 9 | 54.2804 | 0 |  | planned_existing |  | none | 0 | CAISO_Wind | 1 | wind_low_cf | wind_low_cf_2030_9 | 21.69% | 1 | #N/A | 0 | ok | existing_generic | 1 | 0 | existing_generic_wind_existing_generic_wind_none | 0 | 0 | 1 | 1 | 1 | 1 | 1 | 1 | 1 | 1
SDCP | existing_generic_wind | existing_generic_wind | 2030 | 10 | 54.2804 | 0 |  | planned_existing |  | none | 0 | CAISO_Wind | 1 | wind_low_cf | wind_low_cf_2030_10 | 11.57% | 1 | #N/A | 0 | ok | existing_generic | 1 | 0 | existing_generic_wind_existing_generic_wind_none | 0 | 0 | 1 | 1 | 1 | 1 | 1 | 1 | 1 | 1
SDCP | existing_generic_wind | existing_generic_wind | 2030 | 11 | 54.2804 | 0 |  | planned_existing |  | none | 0 | CAISO_Wind | 1 | wind_low_cf | wind_low_cf_2030_11 | 17.35% | 1 | #N/A | 0 | ok | existing_generic | 1 | 0 | existing_generic_wind_existing_generic_wind_none | 0 | 0 | 1 | 1 | 1 | 1 | 1 | 1 | 1 | 1
SDCP | existing_generic_wind | existing_generic_wind | 2030 | 12 | 54.2804 | 0 |  | planned_existing |  | none | 0 | CAISO_Wind | 1 | wind_low_cf | wind_low_cf_2030_12 | 18.8% | 1 | #N/A | 0 | ok | existing_generic | 1 | 0 | existing_generic_wind_existing_generic_wind_none | 0 | 0 | 1 | 1 | 1 | 1 | 1 | 1 | 1 | 1
SDCP | New_Hybrid | New_Hybrid_2022 | 2022 | 1 | 15.116 | 50 |  | planned_new | 4 | Hybrid 100 MW Solar, 50 MW Storage | 100 | CAISO_Hybrid | 0 | unknown | unknown_2022_1 | 0% | 1 | #N/A | 50 | ok | new_resolve | 1 | 1 | New_Hybrid_New_Hybrid_2022_Hybrid 100 MW Solar, 50 MW Storage | 1 | 3 | 1 | 1 | 1 | 1 | 1 | 1 | 1 | 1
SDCP | New_Hybrid | New_Hybrid_2022 | 2022 | 2 | 17.1025 | 50 |  | planned_new | 4 | Hybrid 100 MW Solar, 50 MW Storage | 100 | CAISO_Hybrid | 0 | unknown | unknown_2022_2 | 0% | 1 | #N/A | 50 | ok | new_resolve | 1 | 1 | New_Hybrid_New_Hybrid_2022_Hybrid 100 MW Solar, 50 MW Storage | 0 | 0 | 1 | 1 | 1 | 1 | 1 | 1 | 1 | 1
SDCP | New_Hybrid | New_Hybrid_2022 | 2022 | 3 | 23.7436 | 50 |  | planned_new | 4 | Hybrid 100 MW Solar, 50 MW Storage | 100 | CAISO_Hybrid | 0 | unknown | unknown_2022_3 | 0% | 1 | #N/A | 50 | ok | new_resolve | 1 | 1 | New_Hybrid_New_Hybrid_2022_Hybrid 100 MW Solar, 50 MW Storage | 0 | 0 | 1 | 1 | 1 | 1 | 1 | 1 | 1 | 1
SDCP | New_Hybrid | New_Hybrid_2022 | 2022 | 4 | 25.8708 | 50 |  | planned_new | 4 | Hybrid 100 MW Solar, 50 MW Storage | 100 | CAISO_Hybrid | 0 | unknown | unknown_2022_4 | 0% | 1 | #N/A | 50 | ok | new_resolve | 1 | 1 | New_Hybrid_New_Hybrid_2022_Hybrid 100 MW Solar, 50 MW Storage | 0 | 0 | 1 | 1 | 1 | 1 | 1 | 1 | 1 | 1
SDCP | New_Hybrid | New_Hybrid_2022 | 2022 | 5 | 28.4392 | 50 |  | planned_new | 4 | Hybrid 100 MW Solar, 50 MW Storage | 100 | CAISO_Hybrid | 0 | unknown | unknown_2022_5 | 0% | 1 | #N/A | 50 | ok | new_resolve | 1 | 1 | New_Hybrid_New_Hybrid_2022_Hybrid 100 MW Solar, 50 MW Storage | 0 | 0 | 1 | 1 | 1 | 1 | 1 | 1 | 1 | 1
SDCP | New_Hybrid | New_Hybrid_2022 | 2022 | 6 | 27.7317 | 50 |  | planned_new | 4 | Hybrid 100 MW Solar, 50 MW Storage | 100 | CAISO_Hybrid | 0 | unknown | unknown_2022_6 | 0% | 1 | #N/A | 50 | ok | new_resolve | 1 | 1 | New_Hybrid_New_Hybrid_2022_Hybrid 100 MW Solar, 50 MW Storage | 0 | 0 | 1 | 1 | 1 | 1 | 1 | 1 | 1 | 1
SDCP | New_Hybrid | New_Hybrid_2022 | 2022 | 7 | 26.5583 | 50 |  | planned_new | 4 | Hybrid 100 MW Solar, 50 MW Storage | 100 | CAISO_Hybrid | 0 | unknown | unknown_2022_7 | 0% | 1 | #N/A | 50 | ok | new_resolve | 1 | 1 | New_Hybrid_New_Hybrid_2022_Hybrid 100 MW Solar, 50 MW Storage | 0 | 0 | 1 | 1 | 1 | 1 | 1 | 1 | 1 | 1
SDCP | New_Hybrid | New_Hybrid_2022 | 2022 | 8 | 25.8004 | 50 |  | planned_new | 4 | Hybrid 100 MW Solar, 50 MW Storage | 100 | CAISO_Hybrid | 0 | unknown | unknown_2022_8 | 0% | 1 | #N/A | 50 | ok | new_resolve | 1 | 1 | New_Hybrid_New_Hybrid_2022_Hybrid 100 MW Solar, 50 MW Storage | 0 | 0 | 1 | 1 | 1 | 1 | 1 | 1 | 1 | 1
SDCP | New_Hybrid | New_Hybrid_2022 | 2022 | 9 | 22.7835 | 50 |  | planned_new | 4 | Hybrid 100 MW Solar, 50 MW Storage | 100 | CAISO_Hybrid | 0 | unknown | unknown_2022_9 | 0% | 1 | #N/A | 50 | ok | new_resolve | 1 | 1 | New_Hybrid_New_Hybrid_2022_Hybrid 100 MW Solar, 50 MW Storage | 0 | 0 | 1 | 1 | 1 | 1 | 1 | 1 | 1 | 1
SDCP | New_Hybrid | New_Hybrid_2022 | 2022 | 10 | 20.2724 | 50 |  | planned_new | 4 | Hybrid 100 MW Solar, 50 MW Storage | 100 | CAISO_Hybrid | 0 | unknown | unknown_2022_10 | 0% | 1 | #N/A | 50 | ok | new_resolve | 1 | 1 | New_Hybrid_New_Hybrid_2022_Hybrid 100 MW Solar, 50 MW Storage | 0 | 0 | 1 | 1 | 1 | 1 | 1 | 1 | 1 | 1
SDCP | New_Hybrid | New_Hybrid_2022 | 2022 | 11 | 15.5808 | 50 |  | planned_new | 4 | Hybrid 100 MW Solar, 50 MW Storage | 100 | CAISO_Hybrid | 0 | unknown | unknown_2022_11 | 0% | 1 | #N/A | 50 | ok | new_resolve | 1 | 1 | New_Hybrid_New_Hybrid_2022_Hybrid 100 MW Solar, 50 MW Storage | 0 | 0 | 1 | 1 | 1 | 1 | 1 | 1 | 1 | 1
SDCP | New_Hybrid | New_Hybrid_2022 | 2022 | 12 | 13.8007 | 50 |  | planned_new | 4 | Hybrid 100 MW Solar, 50 MW Storage | 100 | CAISO_Hybrid | 0 | unknown | unknown_2022_12 | 0% | 1 | #N/A | 50 | ok | new_resolve | 1 | 1 | New_Hybrid_New_Hybrid_2022_Hybrid 100 MW Solar, 50 MW Storage | 0 | 0 | 1 | 1 | 1 | 1 | 1 | 1 | 1 | 1
SDCP | New_Hybrid | New_Hybrid_2022 | 2023 | 1 | 15.116 | 50 |  | planned_new | 4 | Hybrid 100 MW Solar, 50 MW Storage | 100 | CAISO_Hybrid | 0 | unknown | unknown_2023_1 | 0% | 1 | #N/A | 50 | ok | new_resolve | 1 | 1 | New_Hybrid_New_Hybrid_2022_Hybrid 100 MW Solar, 50 MW Storage | 0 | 0 | 1 | 1 | 1 | 1 | 1 | 1 | 1 | 1
SDCP | New_Hybrid | New_Hybrid_2022 | 2023 | 2 | 17.1025 | 50 |  | planned_new | 4 | Hybrid 100 MW Solar, 50 MW Storage | 100 | CAISO_Hybrid | 0 | unknown | unknown_2023_2 | 0% | 1 | #N/A | 50 | ok | new_resolve | 1 | 1 | New_Hybrid_New_Hybrid_2022_Hybrid 100 MW Solar, 50 MW Storage | 0 | 0 | 1 | 1 | 1 | 1 | 1 | 1 | 1 | 1
SDCP | New_Hybrid | New_Hybrid_2022 | 2023 | 3 | 23.7436 | 50 |  | planned_new | 4 | Hybrid 100 MW Solar, 50 MW Storage | 100 | CAISO_Hybrid | 0 | unknown | unknown_2023_3 | 0% | 1 | #N/A | 50 | ok | new_resolve | 1 | 1 | New_Hybrid_New_Hybrid_2022_Hybrid 100 MW Solar, 50 MW Storage | 0 | 0 | 1 | 1 | 1 | 1 | 1 | 1 | 1 | 1
SDCP | New_Hybrid | New_Hybrid_2022 | 2023 | 4 | 25.8708 | 50 |  | planned_new | 4 | Hybrid 100 MW Solar, 50 MW Storage | 100 | CAISO_Hybrid | 0 | unknown | unknown_2023_4 | 0% | 1 | #N/A | 50 | ok | new_resolve | 1 | 1 | New_Hybrid_New_Hybrid_2022_Hybrid 100 MW Solar, 50 MW Storage | 0 | 0 | 1 | 1 | 1 | 1 | 1 | 1 | 1 | 1
SDCP | New_Hybrid | New_Hybrid_2022 | 2023 | 5 | 28.4392 | 50 |  | planned_new | 4 | Hybrid 100 MW Solar, 50 MW Storage | 100 | CAISO_Hybrid | 0 | unknown | unknown_2023_5 | 0% | 1 | #N/A | 50 | ok | new_resolve | 1 | 1 | New_Hybrid_New_Hybrid_2022_Hybrid 100 MW Solar, 50 MW Storage | 0 | 0 | 1 | 1 | 1 | 1 | 1 | 1 | 1 | 1
SDCP | New_Hybrid | New_Hybrid_2022 | 2023 | 6 | 27.7317 | 50 |  | planned_new | 4 | Hybrid 100 MW Solar, 50 MW Storage | 100 | CAISO_Hybrid | 0 | unknown | unknown_2023_6 | 0% | 1 | #N/A | 50 | ok | new_resolve | 1 | 1 | New_Hybrid_New_Hybrid_2022_Hybrid 100 MW Solar, 50 MW Storage | 0 | 0 | 1 | 1 | 1 | 1 | 1 | 1 | 1 | 1
SDCP | New_Hybrid | New_Hybrid_2022 | 2023 | 7 | 26.5583 | 50 |  | planned_new | 4 | Hybrid 100 MW Solar, 50 MW Storage | 100 | CAISO_Hybrid | 0 | unknown | unknown_2023_7 | 0% | 1 | #N/A | 50 | ok | new_resolve | 1 | 1 | New_Hybrid_New_Hybrid_2022_Hybrid 100 MW Solar, 50 MW Storage | 0 | 0 | 1 | 1 | 1 | 1 | 1 | 1 | 1 | 1
SDCP | New_Hybrid | New_Hybrid_2022 | 2023 | 8 | 25.8004 | 50 |  | planned_new | 4 | Hybrid 100 MW Solar, 50 MW Storage | 100 | CAISO_Hybrid | 0 | unknown | unknown_2023_8 | 0% | 1 | #N/A | 50 | ok | new_resolve | 1 | 1 | New_Hybrid_New_Hybrid_2022_Hybrid 100 MW Solar, 50 MW Storage | 0 | 0 | 1 | 1 | 1 | 1 | 1 | 1 | 1 | 1
SDCP | New_Hybrid | New_Hybrid_2022 | 2023 | 9 | 22.7835 | 50 |  | planned_new | 4 | Hybrid 100 MW Solar, 50 MW Storage | 100 | CAISO_Hybrid | 0 | unknown | unknown_2023_9 | 0% | 1 | #N/A | 50 | ok | new_resolve | 1 | 1 | New_Hybrid_New_Hybrid_2022_Hybrid 100 MW Solar, 50 MW Storage | 0 | 0 | 1 | 1 | 1 | 1 | 1 | 1 | 1 | 1
SDCP | New_Hybrid | New_Hybrid_2022 | 2023 | 10 | 20.2724 | 50 |  | planned_new | 4 | Hybrid 100 MW Solar, 50 MW Storage | 100 | CAISO_Hybrid | 0 | unknown | unknown_2023_10 | 0% | 1 | #N/A | 50 | ok | new_resolve | 1 | 1 | New_Hybrid_New_Hybrid_2022_Hybrid 100 MW Solar, 50 MW Storage | 0 | 0 | 1 | 1 | 1 | 1 | 1 | 1 | 1 | 1
SDCP | New_Hybrid | New_Hybrid_2022 | 2023 | 11 | 15.5808 | 50 |  | planned_new | 4 | Hybrid 100 MW Solar, 50 MW Storage | 100 | CAISO_Hybrid | 0 | unknown | unknown_2023_11 | 0% | 1 | #N/A | 50 | ok | new_resolve | 1 | 1 | New_Hybrid_New_Hybrid_2022_Hybrid 100 MW Solar, 50 MW Storage | 0 | 0 | 1 | 1 | 1 | 1 | 1 | 1 | 1 | 1
SDCP | New_Hybrid | New_Hybrid_2022 | 2023 | 12 | 13.8007 | 50 |  | planned_new | 4 | Hybrid 100 MW Solar, 50 MW Storage | 100 | CAISO_Hybrid | 0 | unknown | unknown_2023_12 | 0% | 1 | #N/A | 50 | ok | new_resolve | 1 | 1 | New_Hybrid_New_Hybrid_2022_Hybrid 100 MW Solar, 50 MW Storage | 0 | 0 | 1 | 1 | 1 | 1 | 1 | 1 | 1 | 1
SDCP | New_Hybrid | New_Hybrid_2022 | 2024 | 1 | 15.116 | 50 |  | planned_new | 4 | Hybrid 100 MW Solar, 50 MW Storage | 100 | CAISO_Hybrid | 0 | unknown | unknown_2024_1 | 0% | 1 | #N/A | 50 | ok | new_resolve | 1 | 1 | New_Hybrid_New_Hybrid_2022_Hybrid 100 MW Solar, 50 MW Storage | 0 | 0 | 1 | 1 | 1 | 1 | 1 | 1 | 1 | 1
SDCP | New_Hybrid | New_Hybrid_2022 | 2024 | 2 | 17.1025 | 50 |  | planned_new | 4 | Hybrid 100 MW Solar, 50 MW Storage | 100 | CAISO_Hybrid | 0 | unknown | unknown_2024_2 | 0% | 1 | #N/A | 50 | ok | new_resolve | 1 | 1 | New_Hybrid_New_Hybrid_2022_Hybrid 100 MW Solar, 50 MW Storage | 0 | 0 | 1 | 1 | 1 | 1 | 1 | 1 | 1 | 1
SDCP | New_Hybrid | New_Hybrid_2022 | 2024 | 3 | 23.7436 | 50 |  | planned_new | 4 | Hybrid 100 MW Solar, 50 MW Storage | 100 | CAISO_Hybrid | 0 | unknown | unknown_2024_3 | 0% | 1 | #N/A | 50 | ok | new_resolve | 1 | 1 | New_Hybrid_New_Hybrid_2022_Hybrid 100 MW Solar, 50 MW Storage | 0 | 0 | 1 | 1 | 1 | 1 | 1 | 1 | 1 | 1
SDCP | New_Hybrid | New_Hybrid_2022 | 2024 | 4 | 25.8708 | 50 |  | planned_new | 4 | Hybrid 100 MW Solar, 50 MW Storage | 100 | CAISO_Hybrid | 0 | unknown | unknown_2024_4 | 0% | 1 | #N/A | 50 | ok | new_resolve | 1 | 1 | New_Hybrid_New_Hybrid_2022_Hybrid 100 MW Solar, 50 MW Storage | 0 | 0 | 1 | 1 | 1 | 1 | 1 | 1 | 1 | 1
SDCP | New_Hybrid | New_Hybrid_2022 | 2024 | 5 | 28.4392 | 50 |  | planned_new | 4 | Hybrid 100 MW Solar, 50 MW Storage | 100 | CAISO_Hybrid | 0 | unknown | unknown_2024_5 | 0% | 1 | #N/A | 50 | ok | new_resolve | 1 | 1 | New_Hybrid_New_Hybrid_2022_Hybrid 100 MW Solar, 50 MW Storage | 0 | 0 | 1 | 1 | 1 | 1 | 1 | 1 | 1 | 1
SDCP | New_Hybrid | New_Hybrid_2022 | 2024 | 6 | 27.7317 | 50 |  | planned_new | 4 | Hybrid 100 MW Solar, 50 MW Storage | 100 | CAISO_Hybrid | 0 | unknown | unknown_2024_6 | 0% | 1 | #N/A | 50 | ok | new_resolve | 1 | 1 | New_Hybrid_New_Hybrid_2022_Hybrid 100 MW Solar, 50 MW Storage | 0 | 0 | 1 | 1 | 1 | 1 | 1 | 1 | 1 | 1
SDCP | New_Hybrid | New_Hybrid_2022 | 2024 | 7 | 26.5583 | 50 |  | planned_new | 4 | Hybrid 100 MW Solar, 50 MW Storage | 100 | CAISO_Hybrid | 0 | unknown | unknown_2024_7 | 0% | 1 | #N/A | 50 | ok | new_resolve | 1 | 1 | New_Hybrid_New_Hybrid_2022_Hybrid 100 MW Solar, 50 MW Storage | 0 | 0 | 1 | 1 | 1 | 1 | 1 | 1 | 1 | 1
SDCP | New_Hybrid | New_Hybrid_2022 | 2024 | 8 | 25.8004 | 50 |  | planned_new | 4 | Hybrid 100 MW Solar, 50 MW Storage | 100 | CAISO_Hybrid | 0 | unknown | unknown_2024_8 | 0% | 1 | #N/A | 50 | ok | new_resolve | 1 | 1 | New_Hybrid_New_Hybrid_2022_Hybrid 100 MW Solar, 50 MW Storage | 0 | 0 | 1 | 1 | 1 | 1 | 1 | 1 | 1 | 1
SDCP | New_Hybrid | New_Hybrid_2022 | 2024 | 9 | 22.7835 | 50 |  | planned_new | 4 | Hybrid 100 MW Solar, 50 MW Storage | 100 | CAISO_Hybrid | 0 | unknown | unknown_2024_9 | 0% | 1 | #N/A | 50 | ok | new_resolve | 1 | 1 | New_Hybrid_New_Hybrid_2022_Hybrid 100 MW Solar, 50 MW Storage | 0 | 0 | 1 | 1 | 1 | 1 | 1 | 1 | 1 | 1
SDCP | New_Hybrid | New_Hybrid_2022 | 2024 | 10 | 20.2724 | 50 |  | planned_new | 4 | Hybrid 100 MW Solar, 50 MW Storage | 100 | CAISO_Hybrid | 0 | unknown | unknown_2024_10 | 0% | 1 | #N/A | 50 | ok | new_resolve | 1 | 1 | New_Hybrid_New_Hybrid_2022_Hybrid 100 MW Solar, 50 MW Storage | 0 | 0 | 1 | 1 | 1 | 1 | 1 | 1 | 1 | 1
SDCP | New_Hybrid | New_Hybrid_2022 | 2024 | 11 | 15.5808 | 50 |  | planned_new | 4 | Hybrid 100 MW Solar, 50 MW Storage | 100 | CAISO_Hybrid | 0 | unknown | unknown_2024_11 | 0% | 1 | #N/A | 50 | ok | new_resolve | 1 | 1 | New_Hybrid_New_Hybrid_2022_Hybrid 100 MW Solar, 50 MW Storage | 0 | 0 | 1 | 1 | 1 | 1 | 1 | 1 | 1 | 1
SDCP | New_Hybrid | New_Hybrid_2022 | 2024 | 12 | 13.8007 | 50 |  | planned_new | 4 | Hybrid 100 MW Solar, 50 MW Storage | 100 | CAISO_Hybrid | 0 | unknown | unknown_2024_12 | 0% | 1 | #N/A | 50 | ok | new_resolve | 1 | 1 | New_Hybrid_New_Hybrid_2022_Hybrid 100 MW Solar, 50 MW Storage | 0 | 0 | 1 | 1 | 1 | 1 | 1 | 1 | 1 | 1
SDCP | New_Hybrid | New_Hybrid_2022 | 2025 | 1 | 15.116 | 50 |  | planned_new | 4 | Hybrid 100 MW Solar, 50 MW Storage | 100 | CAISO_Hybrid | 0 | unknown | unknown_2025_1 | 0% | 1 | #N/A | 50 | ok | new_resolve | 1 | 1 | New_Hybrid_New_Hybrid_2022_Hybrid 100 MW Solar, 50 MW Storage | 0 | 0 | 1 | 1 | 1 | 1 | 1 | 1 | 1 | 1
SDCP | New_Hybrid | New_Hybrid_2022 | 2025 | 2 | 17.1025 | 50 |  | planned_new | 4 | Hybrid 100 MW Solar, 50 MW Storage | 100 | CAISO_Hybrid | 0 | unknown | unknown_2025_2 | 0% | 1 | #N/A | 50 | ok | new_resolve | 1 | 1 | New_Hybrid_New_Hybrid_2022_Hybrid 100 MW Solar, 50 MW Storage | 0 | 0 | 1 | 1 | 1 | 1 | 1 | 1 | 1 | 1
SDCP | New_Hybrid | New_Hybrid_2022 | 2025 | 3 | 23.7436 | 50 |  | planned_new | 4 | Hybrid 100 MW Solar, 50 MW Storage | 100 | CAISO_Hybrid | 0 | unknown | unknown_2025_3 | 0% | 1 | #N/A | 50 | ok | new_resolve | 1 | 1 | New_Hybrid_New_Hybrid_2022_Hybrid 100 MW Solar, 50 MW Storage | 0 | 0 | 1 | 1 | 1 | 1 | 1 | 1 | 1 | 1
SDCP | New_Hybrid | New_Hybrid_2022 | 2025 | 4 | 25.8708 | 50 |  | planned_new | 4 | Hybrid 100 MW Solar, 50 MW Storage | 100 | CAISO_Hybrid | 0 | unknown | unknown_2025_4 | 0% | 1 | #N/A | 50 | ok | new_resolve | 1 | 1 | New_Hybrid_New_Hybrid_2022_Hybrid 100 MW Solar, 50 MW Storage | 0 | 0 | 1 | 1 | 1 | 1 | 1 | 1 | 1 | 1
SDCP | New_Hybrid | New_Hybrid_2022 | 2025 | 5 | 28.4392 | 50 |  | planned_new | 4 | Hybrid 100 MW Solar, 50 MW Storage | 100 | CAISO_Hybrid | 0 | unknown | unknown_2025_5 | 0% | 1 | #N/A | 50 | ok | new_resolve | 1 | 1 | New_Hybrid_New_Hybrid_2022_Hybrid 100 MW Solar, 50 MW Storage | 0 | 0 | 1 | 1 | 1 | 1 | 1 | 1 | 1 | 1
SDCP | New_Hybrid | New_Hybrid_2022 | 2025 | 6 | 27.7317 | 50 |  | planned_new | 4 | Hybrid 100 MW Solar, 50 MW Storage | 100 | CAISO_Hybrid | 0 | unknown | unknown_2025_6 | 0% | 1 | #N/A | 50 | ok | new_resolve | 1 | 1 | New_Hybrid_New_Hybrid_2022_Hybrid 100 MW Solar, 50 MW Storage | 0 | 0 | 1 | 1 | 1 | 1 | 1 | 1 | 1 | 1
SDCP | New_Hybrid | New_Hybrid_2022 | 2025 | 7 | 26.5583 | 50 |  | planned_new | 4 | Hybrid 100 MW Solar, 50 MW Storage | 100 | CAISO_Hybrid | 0 | unknown | unknown_2025_7 | 0% | 1 | #N/A | 50 | ok | new_resolve | 1 | 1 | New_Hybrid_New_Hybrid_2022_Hybrid 100 MW Solar, 50 MW Storage | 0 | 0 | 1 | 1 | 1 | 1 | 1 | 1 | 1 | 1
SDCP | New_Hybrid | New_Hybrid_2022 | 2025 | 8 | 25.8004 | 50 |  | planned_new | 4 | Hybrid 100 MW Solar, 50 MW Storage | 100 | CAISO_Hybrid | 0 | unknown | unknown_2025_8 | 0% | 1 | #N/A | 50 | ok | new_resolve | 1 | 1 | New_Hybrid_New_Hybrid_2022_Hybrid 100 MW Solar, 50 MW Storage | 0 | 0 | 1 | 1 | 1 | 1 | 1 | 1 | 1 | 1
SDCP | New_Hybrid | New_Hybrid_2022 | 2025 | 9 | 22.7835 | 50 |  | planned_new | 4 | Hybrid 100 MW Solar, 50 MW Storage | 100 | CAISO_Hybrid | 0 | unknown | unknown_2025_9 | 0% | 1 | #N/A | 50 | ok | new_resolve | 1 | 1 | New_Hybrid_New_Hybrid_2022_Hybrid 100 MW Solar, 50 MW Storage | 0 | 0 | 1 | 1 | 1 | 1 | 1 | 1 | 1 | 1
SDCP | New_Hybrid | New_Hybrid_2022 | 2025 | 10 | 20.2724 | 50 |  | planned_new | 4 | Hybrid 100 MW Solar, 50 MW Storage | 100 | CAISO_Hybrid | 0 | unknown | unknown_2025_10 | 0% | 1 | #N/A | 50 | ok | new_resolve | 1 | 1 | New_Hybrid_New_Hybrid_2022_Hybrid 100 MW Solar, 50 MW Storage | 0 | 0 | 1 | 1 | 1 | 1 | 1 | 1 | 1 | 1
SDCP | New_Hybrid | New_Hybrid_2022 | 2025 | 11 | 15.5808 | 50 |  | planned_new | 4 | Hybrid 100 MW Solar, 50 MW Storage | 100 | CAISO_Hybrid | 0 | unknown | unknown_2025_11 | 0% | 1 | #N/A | 50 | ok | new_resolve | 1 | 1 | New_Hybrid_New_Hybrid_2022_Hybrid 100 MW Solar, 50 MW Storage | 0 | 0 | 1 | 1 | 1 | 1 | 1 | 1 | 1 | 1
SDCP | New_Hybrid | New_Hybrid_2022 | 2025 | 12 | 13.8007 | 50 |  | planned_new | 4 | Hybrid 100 MW Solar, 50 MW Storage | 100 | CAISO_Hybrid | 0 | unknown | unknown_2025_12 | 0% | 1 | #N/A | 50 | ok | new_resolve | 1 | 1 | New_Hybrid_New_Hybrid_2022_Hybrid 100 MW Solar, 50 MW Storage | 0 | 0 | 1 | 1 | 1 | 1 | 1 | 1 | 1 | 1
SDCP | New_Hybrid | New_Hybrid_2022 | 2026 | 1 | 15.116 | 50 |  | planned_new | 4 | Hybrid 100 MW Solar, 50 MW Storage | 100 | CAISO_Hybrid | 0 | unknown | unknown_2026_1 | 0% | 1 | #N/A | 50 | ok | new_resolve | 1 | 1 | New_Hybrid_New_Hybrid_2022_Hybrid 100 MW Solar, 50 MW Storage | 0 | 0 | 1 | 1 | 1 | 1 | 1 | 1 | 1 | 1
SDCP | New_Hybrid | New_Hybrid_2022 | 2026 | 2 | 17.1025 | 50 |  | planned_new | 4 | Hybrid 100 MW Solar, 50 MW Storage | 100 | CAISO_Hybrid | 0 | unknown | unknown_2026_2 | 0% | 1 | #N/A | 50 | ok | new_resolve | 1 | 1 | New_Hybrid_New_Hybrid_2022_Hybrid 100 MW Solar, 50 MW Storage | 0 | 0 | 1 | 1 | 1 | 1 | 1 | 1 | 1 | 1
SDCP | New_Hybrid | New_Hybrid_2022 | 2026 | 3 | 23.7436 | 50 |  | planned_new | 4 | Hybrid 100 MW Solar, 50 MW Storage | 100 | CAISO_Hybrid | 0 | unknown | unknown_2026_3 | 0% | 1 | #N/A | 50 | ok | new_resolve | 1 | 1 | New_Hybrid_New_Hybrid_2022_Hybrid 100 MW Solar, 50 MW Storage | 0 | 0 | 1 | 1 | 1 | 1 | 1 | 1 | 1 | 1
SDCP | New_Hybrid | New_Hybrid_2022 | 2026 | 4 | 25.8708 | 50 |  | planned_new | 4 | Hybrid 100 MW Solar, 50 MW Storage | 100 | CAISO_Hybrid | 0 | unknown | unknown_2026_4 | 0% | 1 | #N/A | 50 | ok | new_resolve | 1 | 1 | New_Hybrid_New_Hybrid_2022_Hybrid 100 MW Solar, 50 MW Storage | 0 | 0 | 1 | 1 | 1 | 1 | 1 | 1 | 1 | 1
SDCP | New_Hybrid | New_Hybrid_2022 | 2026 | 5 | 28.4392 | 50 |  | planned_new | 4 | Hybrid 100 MW Solar, 50 MW Storage | 100 | CAISO_Hybrid | 0 | unknown | unknown_2026_5 | 0% | 1 | #N/A | 50 | ok | new_resolve | 1 | 1 | New_Hybrid_New_Hybrid_2022_Hybrid 100 MW Solar, 50 MW Storage | 0 | 0 | 1 | 1 | 1 | 1 | 1 | 1 | 1 | 1
SDCP | New_Hybrid | New_Hybrid_2022 | 2026 | 6 | 27.7317 | 50 |  | planned_new | 4 | Hybrid 100 MW Solar, 50 MW Storage | 100 | CAISO_Hybrid | 0 | unknown | unknown_2026_6 | 0% | 1 | #N/A | 50 | ok | new_resolve | 1 | 1 | New_Hybrid_New_Hybrid_2022_Hybrid 100 MW Solar, 50 MW Storage | 0 | 0 | 1 | 1 | 1 | 1 | 1 | 1 | 1 | 1
SDCP | New_Hybrid | New_Hybrid_2022 | 2026 | 7 | 26.5583 | 50 |  | planned_new | 4 | Hybrid 100 MW Solar, 50 MW Storage | 100 | CAISO_Hybrid | 0 | unknown | unknown_2026_7 | 0% | 1 | #N/A | 50 | ok | new_resolve | 1 | 1 | New_Hybrid_New_Hybrid_2022_Hybrid 100 MW Solar, 50 MW Storage | 0 | 0 | 1 | 1 | 1 | 1 | 1 | 1 | 1 | 1
SDCP | New_Hybrid | New_Hybrid_2022 | 2026 | 8 | 25.8004 | 50 |  | planned_new | 4 | Hybrid 100 MW Solar, 50 MW Storage | 100 | CAISO_Hybrid | 0 | unknown | unknown_2026_8 | 0% | 1 | #N/A | 50 | ok | new_resolve | 1 | 1 | New_Hybrid_New_Hybrid_2022_Hybrid 100 MW Solar, 50 MW Storage | 0 | 0 | 1 | 1 | 1 | 1 | 1 | 1 | 1 | 1
SDCP | New_Hybrid | New_Hybrid_2022 | 2026 | 9 | 22.7835 | 50 |  | planned_new | 4 | Hybrid 100 MW Solar, 50 MW Storage | 100 | CAISO_Hybrid | 0 | unknown | unknown_2026_9 | 0% | 1 | #N/A | 50 | ok | new_resolve | 1 | 1 | New_Hybrid_New_Hybrid_2022_Hybrid 100 MW Solar, 50 MW Storage | 0 | 0 | 1 | 1 | 1 | 1 | 1 | 1 | 1 | 1
SDCP | New_Hybrid | New_Hybrid_2022 | 2026 | 10 | 20.2724 | 50 |  | planned_new | 4 | Hybrid 100 MW Solar, 50 MW Storage | 100 | CAISO_Hybrid | 0 | unknown | unknown_2026_10 | 0% | 1 | #N/A | 50 | ok | new_resolve | 1 | 1 | New_Hybrid_New_Hybrid_2022_Hybrid 100 MW Solar, 50 MW Storage | 0 | 0 | 1 | 1 | 1 | 1 | 1 | 1 | 1 | 1
SDCP | New_Hybrid | New_Hybrid_2022 | 2026 | 11 | 15.5808 | 50 |  | planned_new | 4 | Hybrid 100 MW Solar, 50 MW Storage | 100 | CAISO_Hybrid | 0 | unknown | unknown_2026_11 | 0% | 1 | #N/A | 50 | ok | new_resolve | 1 | 1 | New_Hybrid_New_Hybrid_2022_Hybrid 100 MW Solar, 50 MW Storage | 0 | 0 | 1 | 1 | 1 | 1 | 1 | 1 | 1 | 1
SDCP | New_Hybrid | New_Hybrid_2022 | 2026 | 12 | 13.8007 | 50 |  | planned_new | 4 | Hybrid 100 MW Solar, 50 MW Storage | 100 | CAISO_Hybrid | 0 | unknown | unknown_2026_12 | 0% | 1 | #N/A | 50 | ok | new_resolve | 1 | 1 | New_Hybrid_New_Hybrid_2022_Hybrid 100 MW Solar, 50 MW Storage | 0 | 0 | 1 | 1 | 1 | 1 | 1 | 1 | 1 | 1
SDCP | New_Hybrid | New_Hybrid_2022 | 2027 | 1 | 15.116 | 50 |  | planned_new | 4 | Hybrid 100 MW Solar, 50 MW Storage | 100 | CAISO_Hybrid | 0 | unknown | unknown_2027_1 | 0% | 1 | #N/A | 50 | ok | new_resolve | 1 | 1 | New_Hybrid_New_Hybrid_2022_Hybrid 100 MW Solar, 50 MW Storage | 0 | 0 | 1 | 1 | 1 | 1 | 1 | 1 | 1 | 1
SDCP | New_Hybrid | New_Hybrid_2022 | 2027 | 2 | 17.1025 | 50 |  | planned_new | 4 | Hybrid 100 MW Solar, 50 MW Storage | 100 | CAISO_Hybrid | 0 | unknown | unknown_2027_2 | 0% | 1 | #N/A | 50 | ok | new_resolve | 1 | 1 | New_Hybrid_New_Hybrid_2022_Hybrid 100 MW Solar, 50 MW Storage | 0 | 0 | 1 | 1 | 1 | 1 | 1 | 1 | 1 | 1
SDCP | New_Hybrid | New_Hybrid_2022 | 2027 | 3 | 23.7436 | 50 |  | planned_new | 4 | Hybrid 100 MW Solar, 50 MW Storage | 100 | CAISO_Hybrid | 0 | unknown | unknown_2027_3 | 0% | 1 | #N/A | 50 | ok | new_resolve | 1 | 1 | New_Hybrid_New_Hybrid_2022_Hybrid 100 MW Solar, 50 MW Storage | 0 | 0 | 1 | 1 | 1 | 1 | 1 | 1 | 1 | 1
SDCP | New_Hybrid | New_Hybrid_2022 | 2027 | 4 | 25.8708 | 50 |  | planned_new | 4 | Hybrid 100 MW Solar, 50 MW Storage | 100 | CAISO_Hybrid | 0 | unknown | unknown_2027_4 | 0% | 1 | #N/A | 50 | ok | new_resolve | 1 | 1 | New_Hybrid_New_Hybrid_2022_Hybrid 100 MW Solar, 50 MW Storage | 0 | 0 | 1 | 1 | 1 | 1 | 1 | 1 | 1 | 1
SDCP | New_Hybrid | New_Hybrid_2022 | 2027 | 5 | 28.4392 | 50 |  | planned_new | 4 | Hybrid 100 MW Solar, 50 MW Storage | 100 | CAISO_Hybrid | 0 | unknown | unknown_2027_5 | 0% | 1 | #N/A | 50 | ok | new_resolve | 1 | 1 | New_Hybrid_New_Hybrid_2022_Hybrid 100 MW Solar, 50 MW Storage | 0 | 0 | 1 | 1 | 1 | 1 | 1 | 1 | 1 | 1
SDCP | New_Hybrid | New_Hybrid_2022 | 2027 | 6 | 27.7317 | 50 |  | planned_new | 4 | Hybrid 100 MW Solar, 50 MW Storage | 100 | CAISO_Hybrid | 0 | unknown | unknown_2027_6 | 0% | 1 | #N/A | 50 | ok | new_resolve | 1 | 1 | New_Hybrid_New_Hybrid_2022_Hybrid 100 MW Solar, 50 MW Storage | 0 | 0 | 1 | 1 | 1 | 1 | 1 | 1 | 1 | 1
SDCP | New_Hybrid | New_Hybrid_2022 | 2027 | 7 | 26.5583 | 50 |  | planned_new | 4 | Hybrid 100 MW Solar, 50 MW Storage | 100 | CAISO_Hybrid | 0 | unknown | unknown_2027_7 | 0% | 1 | #N/A | 50 | ok | new_resolve | 1 | 1 | New_Hybrid_New_Hybrid_2022_Hybrid 100 MW Solar, 50 MW Storage | 0 | 0 | 1 | 1 | 1 | 1 | 1 | 1 | 1 | 1
SDCP | New_Hybrid | New_Hybrid_2022 | 2027 | 8 | 25.8004 | 50 |  | planned_new | 4 | Hybrid 100 MW Solar, 50 MW Storage | 100 | CAISO_Hybrid | 0 | unknown | unknown_2027_8 | 0% | 1 | #N/A | 50 | ok | new_resolve | 1 | 1 | New_Hybrid_New_Hybrid_2022_Hybrid 100 MW Solar, 50 MW Storage | 0 | 0 | 1 | 1 | 1 | 1 | 1 | 1 | 1 | 1
SDCP | New_Hybrid | New_Hybrid_2022 | 2027 | 9 | 22.7835 | 50 |  | planned_new | 4 | Hybrid 100 MW Solar, 50 MW Storage | 100 | CAISO_Hybrid | 0 | unknown | unknown_2027_9 | 0% | 1 | #N/A | 50 | ok | new_resolve | 1 | 1 | New_Hybrid_New_Hybrid_2022_Hybrid 100 MW Solar, 50 MW Storage | 0 | 0 | 1 | 1 | 1 | 1 | 1 | 1 | 1 | 1
SDCP | New_Hybrid | New_Hybrid_2022 | 2027 | 10 | 20.2724 | 50 |  | planned_new | 4 | Hybrid 100 MW Solar, 50 MW Storage | 100 | CAISO_Hybrid | 0 | unknown | unknown_2027_10 | 0% | 1 | #N/A | 50 | ok | new_resolve | 1 | 1 | New_Hybrid_New_Hybrid_2022_Hybrid 100 MW Solar, 50 MW Storage | 0 | 0 | 1 | 1 | 1 | 1 | 1 | 1 | 1 | 1
SDCP | New_Hybrid | New_Hybrid_2022 | 2027 | 11 | 15.5808 | 50 |  | planned_new | 4 | Hybrid 100 MW Solar, 50 MW Storage | 100 | CAISO_Hybrid | 0 | unknown | unknown_2027_11 | 0% | 1 | #N/A | 50 | ok | new_resolve | 1 | 1 | New_Hybrid_New_Hybrid_2022_Hybrid 100 MW Solar, 50 MW Storage | 0 | 0 | 1 | 1 | 1 | 1 | 1 | 1 | 1 | 1
SDCP | New_Hybrid | New_Hybrid_2022 | 2027 | 12 | 13.8007 | 50 |  | planned_new | 4 | Hybrid 100 MW Solar, 50 MW Storage | 100 | CAISO_Hybrid | 0 | unknown | unknown_2027_12 | 0% | 1 | #N/A | 50 | ok | new_resolve | 1 | 1 | New_Hybrid_New_Hybrid_2022_Hybrid 100 MW Solar, 50 MW Storage | 0 | 0 | 1 | 1 | 1 | 1 | 1 | 1 | 1 | 1
SDCP | New_Hybrid | New_Hybrid_2022 | 2028 | 1 | 15.116 | 50 |  | planned_new | 4 | Hybrid 100 MW Solar, 50 MW Storage | 100 | CAISO_Hybrid | 0 | unknown | unknown_2028_1 | 0% | 1 | #N/A | 50 | ok | new_resolve | 1 | 1 | New_Hybrid_New_Hybrid_2022_Hybrid 100 MW Solar, 50 MW Storage | 0 | 0 | 1 | 1 | 1 | 1 | 1 | 1 | 1 | 1
SDCP | New_Hybrid | New_Hybrid_2022 | 2028 | 2 | 17.1025 | 50 |  | planned_new | 4 | Hybrid 100 MW Solar, 50 MW Storage | 100 | CAISO_Hybrid | 0 | unknown | unknown_2028_2 | 0% | 1 | #N/A | 50 | ok | new_resolve | 1 | 1 | New_Hybrid_New_Hybrid_2022_Hybrid 100 MW Solar, 50 MW Storage | 0 | 0 | 1 | 1 | 1 | 1 | 1 | 1 | 1 | 1
SDCP | New_Hybrid | New_Hybrid_2022 | 2028 | 3 | 23.7436 | 50 |  | planned_new | 4 | Hybrid 100 MW Solar, 50 MW Storage | 100 | CAISO_Hybrid | 0 | unknown | unknown_2028_3 | 0% | 1 | #N/A | 50 | ok | new_resolve | 1 | 1 | New_Hybrid_New_Hybrid_2022_Hybrid 100 MW Solar, 50 MW Storage | 0 | 0 | 1 | 1 | 1 | 1 | 1 | 1 | 1 | 1
SDCP | New_Hybrid | New_Hybrid_2022 | 2028 | 4 | 25.8708 | 50 |  | planned_new | 4 | Hybrid 100 MW Solar, 50 MW Storage | 100 | CAISO_Hybrid | 0 | unknown | unknown_2028_4 | 0% | 1 | #N/A | 50 | ok | new_resolve | 1 | 1 | New_Hybrid_New_Hybrid_2022_Hybrid 100 MW Solar, 50 MW Storage | 0 | 0 | 1 | 1 | 1 | 1 | 1 | 1 | 1 | 1
SDCP | New_Hybrid | New_Hybrid_2022 | 2028 | 5 | 28.4392 | 50 |  | planned_new | 4 | Hybrid 100 MW Solar, 50 MW Storage | 100 | CAISO_Hybrid | 0 | unknown | unknown_2028_5 | 0% | 1 | #N/A | 50 | ok | new_resolve | 1 | 1 | New_Hybrid_New_Hybrid_2022_Hybrid 100 MW Solar, 50 MW Storage | 0 | 0 | 1 | 1 | 1 | 1 | 1 | 1 | 1 | 1
SDCP | New_Hybrid | New_Hybrid_2022 | 2028 | 6 | 27.7317 | 50 |  | planned_new | 4 | Hybrid 100 MW Solar, 50 MW Storage | 100 | CAISO_Hybrid | 0 | unknown | unknown_2028_6 | 0% | 1 | #N/A | 50 | ok | new_resolve | 1 | 1 | New_Hybrid_New_Hybrid_2022_Hybrid 100 MW Solar, 50 MW Storage | 0 | 0 | 1 | 1 | 1 | 1 | 1 | 1 | 1 | 1
SDCP | New_Hybrid | New_Hybrid_2022 | 2028 | 7 | 26.5583 | 50 |  | planned_new | 4 | Hybrid 100 MW Solar, 50 MW Storage | 100 | CAISO_Hybrid | 0 | unknown | unknown_2028_7 | 0% | 1 | #N/A | 50 | ok | new_resolve | 1 | 1 | New_Hybrid_New_Hybrid_2022_Hybrid 100 MW Solar, 50 MW Storage | 0 | 0 | 1 | 1 | 1 | 1 | 1 | 1 | 1 | 1
SDCP | New_Hybrid | New_Hybrid_2022 | 2028 | 8 | 25.8004 | 50 |  | planned_new | 4 | Hybrid 100 MW Solar, 50 MW Storage | 100 | CAISO_Hybrid | 0 | unknown | unknown_2028_8 | 0% | 1 | #N/A | 50 | ok | new_resolve | 1 | 1 | New_Hybrid_New_Hybrid_2022_Hybrid 100 MW Solar, 50 MW Storage | 0 | 0 | 1 | 1 | 1 | 1 | 1 | 1 | 1 | 1
SDCP | New_Hybrid | New_Hybrid_2022 | 2028 | 9 | 22.7835 | 50 |  | planned_new | 4 | Hybrid 100 MW Solar, 50 MW Storage | 100 | CAISO_Hybrid | 0 | unknown | unknown_2028_9 | 0% | 1 | #N/A | 50 | ok | new_resolve | 1 | 1 | New_Hybrid_New_Hybrid_2022_Hybrid 100 MW Solar, 50 MW Storage | 0 | 0 | 1 | 1 | 1 | 1 | 1 | 1 | 1 | 1
SDCP | New_Hybrid | New_Hybrid_2022 | 2028 | 10 | 20.2724 | 50 |  | planned_new | 4 | Hybrid 100 MW Solar, 50 MW Storage | 100 | CAISO_Hybrid | 0 | unknown | unknown_2028_10 | 0% | 1 | #N/A | 50 | ok | new_resolve | 1 | 1 | New_Hybrid_New_Hybrid_2022_Hybrid 100 MW Solar, 50 MW Storage | 0 | 0 | 1 | 1 | 1 | 1 | 1 | 1 | 1 | 1
SDCP | New_Hybrid | New_Hybrid_2022 | 2028 | 11 | 15.5808 | 50 |  | planned_new | 4 | Hybrid 100 MW Solar, 50 MW Storage | 100 | CAISO_Hybrid | 0 | unknown | unknown_2028_11 | 0% | 1 | #N/A | 50 | ok | new_resolve | 1 | 1 | New_Hybrid_New_Hybrid_2022_Hybrid 100 MW Solar, 50 MW Storage | 0 | 0 | 1 | 1 | 1 | 1 | 1 | 1 | 1 | 1
SDCP | New_Hybrid | New_Hybrid_2022 | 2028 | 12 | 13.8007 | 50 |  | planned_new | 4 | Hybrid 100 MW Solar, 50 MW Storage | 100 | CAISO_Hybrid | 0 | unknown | unknown_2028_12 | 0% | 1 | #N/A | 50 | ok | new_resolve | 1 | 1 | New_Hybrid_New_Hybrid_2022_Hybrid 100 MW Solar, 50 MW Storage | 0 | 0 | 1 | 1 | 1 | 1 | 1 | 1 | 1 | 1
SDCP | New_Hybrid | New_Hybrid_2022 | 2029 | 1 | 15.116 | 50 |  | planned_new | 4 | Hybrid 100 MW Solar, 50 MW Storage | 100 | CAISO_Hybrid | 0 | unknown | unknown_2029_1 | 0% | 1 | #N/A | 50 | ok | new_resolve | 1 | 1 | New_Hybrid_New_Hybrid_2022_Hybrid 100 MW Solar, 50 MW Storage | 0 | 0 | 1 | 1 | 1 | 1 | 1 | 1 | 1 | 1
SDCP | New_Hybrid | New_Hybrid_2022 | 2029 | 2 | 17.1025 | 50 |  | planned_new | 4 | Hybrid 100 MW Solar, 50 MW Storage | 100 | CAISO_Hybrid | 0 | unknown | unknown_2029_2 | 0% | 1 | #N/A | 50 | ok | new_resolve | 1 | 1 | New_Hybrid_New_Hybrid_2022_Hybrid 100 MW Solar, 50 MW Storage | 0 | 0 | 1 | 1 | 1 | 1 | 1 | 1 | 1 | 1
SDCP | New_Hybrid | New_Hybrid_2022 | 2029 | 3 | 23.7436 | 50 |  | planned_new | 4 | Hybrid 100 MW Solar, 50 MW Storage | 100 | CAISO_Hybrid | 0 | unknown | unknown_2029_3 | 0% | 1 | #N/A | 50 | ok | new_resolve | 1 | 1 | New_Hybrid_New_Hybrid_2022_Hybrid 100 MW Solar, 50 MW Storage | 0 | 0 | 1 | 1 | 1 | 1 | 1 | 1 | 1 | 1
SDCP | New_Hybrid | New_Hybrid_2022 | 2029 | 4 | 25.8708 | 50 |  | planned_new | 4 | Hybrid 100 MW Solar, 50 MW Storage | 100 | CAISO_Hybrid | 0 | unknown | unknown_2029_4 | 0% | 1 | #N/A | 50 | ok | new_resolve | 1 | 1 | New_Hybrid_New_Hybrid_2022_Hybrid 100 MW Solar, 50 MW Storage | 0 | 0 | 1 | 1 | 1 | 1 | 1 | 1 | 1 | 1
SDCP | New_Hybrid | New_Hybrid_2022 | 2029 | 5 | 28.4392 | 50 |  | planned_new | 4 | Hybrid 100 MW Solar, 50 MW Storage | 100 | CAISO_Hybrid | 0 | unknown | unknown_2029_5 | 0% | 1 | #N/A | 50 | ok | new_resolve | 1 | 1 | New_Hybrid_New_Hybrid_2022_Hybrid 100 MW Solar, 50 MW Storage | 0 | 0 | 1 | 1 | 1 | 1 | 1 | 1 | 1 | 1
SDCP | New_Hybrid | New_Hybrid_2022 | 2029 | 6 | 27.7317 | 50 |  | planned_new | 4 | Hybrid 100 MW Solar, 50 MW Storage | 100 | CAISO_Hybrid | 0 | unknown | unknown_2029_6 | 0% | 1 | #N/A | 50 | ok | new_resolve | 1 | 1 | New_Hybrid_New_Hybrid_2022_Hybrid 100 MW Solar, 50 MW Storage | 0 | 0 | 1 | 1 | 1 | 1 | 1 | 1 | 1 | 1
SDCP | New_Hybrid | New_Hybrid_2022 | 2029 | 7 | 26.5583 | 50 |  | planned_new | 4 | Hybrid 100 MW Solar, 50 MW Storage | 100 | CAISO_Hybrid | 0 | unknown | unknown_2029_7 | 0% | 1 | #N/A | 50 | ok | new_resolve | 1 | 1 | New_Hybrid_New_Hybrid_2022_Hybrid 100 MW Solar, 50 MW Storage | 0 | 0 | 1 | 1 | 1 | 1 | 1 | 1 | 1 | 1
SDCP | New_Hybrid | New_Hybrid_2022 | 2029 | 8 | 25.8004 | 50 |  | planned_new | 4 | Hybrid 100 MW Solar, 50 MW Storage | 100 | CAISO_Hybrid | 0 | unknown | unknown_2029_8 | 0% | 1 | #N/A | 50 | ok | new_resolve | 1 | 1 | New_Hybrid_New_Hybrid_2022_Hybrid 100 MW Solar, 50 MW Storage | 0 | 0 | 1 | 1 | 1 | 1 | 1 | 1 | 1 | 1
SDCP | New_Hybrid | New_Hybrid_2022 | 2029 | 9 | 22.7835 | 50 |  | planned_new | 4 | Hybrid 100 MW Solar, 50 MW Storage | 100 | CAISO_Hybrid | 0 | unknown | unknown_2029_9 | 0% | 1 | #N/A | 50 | ok | new_resolve | 1 | 1 | New_Hybrid_New_Hybrid_2022_Hybrid 100 MW Solar, 50 MW Storage | 0 | 0 | 1 | 1 | 1 | 1 | 1 | 1 | 1 | 1
SDCP | New_Hybrid | New_Hybrid_2022 | 2029 | 10 | 20.2724 | 50 |  | planned_new | 4 | Hybrid 100 MW Solar, 50 MW Storage | 100 | CAISO_Hybrid | 0 | unknown | unknown_2029_10 | 0% | 1 | #N/A | 50 | ok | new_resolve | 1 | 1 | New_Hybrid_New_Hybrid_2022_Hybrid 100 MW Solar, 50 MW Storage | 0 | 0 | 1 | 1 | 1 | 1 | 1 | 1 | 1 | 1
SDCP | New_Hybrid | New_Hybrid_2022 | 2029 | 11 | 15.5808 | 50 |  | planned_new | 4 | Hybrid 100 MW Solar, 50 MW Storage | 100 | CAISO_Hybrid | 0 | unknown | unknown_2029_11 | 0% | 1 | #N/A | 50 | ok | new_resolve | 1 | 1 | New_Hybrid_New_Hybrid_2022_Hybrid 100 MW Solar, 50 MW Storage | 0 | 0 | 1 | 1 | 1 | 1 | 1 | 1 | 1 | 1
SDCP | New_Hybrid | New_Hybrid_2022 | 2029 | 12 | 13.8007 | 50 |  | planned_new | 4 | Hybrid 100 MW Solar, 50 MW Storage | 100 | CAISO_Hybrid | 0 | unknown | unknown_2029_12 | 0% | 1 | #N/A | 50 | ok | new_resolve | 1 | 1 | New_Hybrid_New_Hybrid_2022_Hybrid 100 MW Solar, 50 MW Storage | 0 | 0 | 1 | 1 | 1 | 1 | 1 | 1 | 1 | 1
SDCP | New_Hybrid | New_Hybrid_2022 | 2030 | 1 | 15.116 | 50 |  | planned_new | 4 | Hybrid 100 MW Solar, 50 MW Storage | 100 | CAISO_Hybrid | 0 | unknown | unknown_2030_1 | 0% | 1 | #N/A | 50 | ok | new_resolve | 1 | 1 | New_Hybrid_New_Hybrid_2022_Hybrid 100 MW Solar, 50 MW Storage | 0 | 0 | 1 | 1 | 1 | 1 | 1 | 1 | 1 | 1
SDCP | New_Hybrid | New_Hybrid_2022 | 2030 | 2 | 17.1025 | 50 |  | planned_new | 4 | Hybrid 100 MW Solar, 50 MW Storage | 100 | CAISO_Hybrid | 0 | unknown | unknown_2030_2 | 0% | 1 | #N/A | 50 | ok | new_resolve | 1 | 1 | New_Hybrid_New_Hybrid_2022_Hybrid 100 MW Solar, 50 MW Storage | 0 | 0 | 1 | 1 | 1 | 1 | 1 | 1 | 1 | 1
SDCP | New_Hybrid | New_Hybrid_2022 | 2030 | 3 | 23.7436 | 50 |  | planned_new | 4 | Hybrid 100 MW Solar, 50 MW Storage | 100 | CAISO_Hybrid | 0 | unknown | unknown_2030_3 | 0% | 1 | #N/A | 50 | ok | new_resolve | 1 | 1 | New_Hybrid_New_Hybrid_2022_Hybrid 100 MW Solar, 50 MW Storage | 0 | 0 | 1 | 1 | 1 | 1 | 1 | 1 | 1 | 1
SDCP | New_Hybrid | New_Hybrid_2022 | 2030 | 4 | 25.8708 | 50 |  | planned_new | 4 | Hybrid 100 MW Solar, 50 MW Storage | 100 | CAISO_Hybrid | 0 | unknown | unknown_2030_4 | 0% | 1 | #N/A | 50 | ok | new_resolve | 1 | 1 | New_Hybrid_New_Hybrid_2022_Hybrid 100 MW Solar, 50 MW Storage | 0 | 0 | 1 | 1 | 1 | 1 | 1 | 1 | 1 | 1
SDCP | New_Hybrid | New_Hybrid_2022 | 2030 | 5 | 28.4392 | 50 |  | planned_new | 4 | Hybrid 100 MW Solar, 50 MW Storage | 100 | CAISO_Hybrid | 0 | unknown | unknown_2030_5 | 0% | 1 | #N/A | 50 | ok | new_resolve | 1 | 1 | New_Hybrid_New_Hybrid_2022_Hybrid 100 MW Solar, 50 MW Storage | 0 | 0 | 1 | 1 | 1 | 1 | 1 | 1 | 1 | 1
SDCP | New_Hybrid | New_Hybrid_2022 | 2030 | 6 | 27.7317 | 50 |  | planned_new | 4 | Hybrid 100 MW Solar, 50 MW Storage | 100 | CAISO_Hybrid | 0 | unknown | unknown_2030_6 | 0% | 1 | #N/A | 50 | ok | new_resolve | 1 | 1 | New_Hybrid_New_Hybrid_2022_Hybrid 100 MW Solar, 50 MW Storage | 0 | 0 | 1 | 1 | 1 | 1 | 1 | 1 | 1 | 1
SDCP | New_Hybrid | New_Hybrid_2022 | 2030 | 7 | 26.5583 | 50 |  | planned_new | 4 | Hybrid 100 MW Solar, 50 MW Storage | 100 | CAISO_Hybrid | 0 | unknown | unknown_2030_7 | 0% | 1 | #N/A | 50 | ok | new_resolve | 1 | 1 | New_Hybrid_New_Hybrid_2022_Hybrid 100 MW Solar, 50 MW Storage | 0 | 0 | 1 | 1 | 1 | 1 | 1 | 1 | 1 | 1
SDCP | New_Hybrid | New_Hybrid_2022 | 2030 | 8 | 25.8004 | 50 |  | planned_new | 4 | Hybrid 100 MW Solar, 50 MW Storage | 100 | CAISO_Hybrid | 0 | unknown | unknown_2030_8 | 0% | 1 | #N/A | 50 | ok | new_resolve | 1 | 1 | New_Hybrid_New_Hybrid_2022_Hybrid 100 MW Solar, 50 MW Storage | 0 | 0 | 1 | 1 | 1 | 1 | 1 | 1 | 1 | 1
SDCP | New_Hybrid | New_Hybrid_2022 | 2030 | 9 | 22.7835 | 50 |  | planned_new | 4 | Hybrid 100 MW Solar, 50 MW Storage | 100 | CAISO_Hybrid | 0 | unknown | unknown_2030_9 | 0% | 1 | #N/A | 50 | ok | new_resolve | 1 | 1 | New_Hybrid_New_Hybrid_2022_Hybrid 100 MW Solar, 50 MW Storage | 0 | 0 | 1 | 1 | 1 | 1 | 1 | 1 | 1 | 1
SDCP | New_Hybrid | New_Hybrid_2022 | 2030 | 10 | 20.2724 | 50 |  | planned_new | 4 | Hybrid 100 MW Solar, 50 MW Storage | 100 | CAISO_Hybrid | 0 | unknown | unknown_2030_10 | 0% | 1 | #N/A | 50 | ok | new_resolve | 1 | 1 | New_Hybrid_New_Hybrid_2022_Hybrid 100 MW Solar, 50 MW Storage | 0 | 0 | 1 | 1 | 1 | 1 | 1 | 1 | 1 | 1
SDCP | New_Hybrid | New_Hybrid_2022 | 2030 | 11 | 15.5808 | 50 |  | planned_new | 4 | Hybrid 100 MW Solar, 50 MW Storage | 100 | CAISO_Hybrid | 0 | unknown | unknown_2030_11 | 0% | 1 | #N/A | 50 | ok | new_resolve | 1 | 1 | New_Hybrid_New_Hybrid_2022_Hybrid 100 MW Solar, 50 MW Storage | 0 | 0 | 1 | 1 | 1 | 1 | 1 | 1 | 1 | 1
SDCP | New_Hybrid | New_Hybrid_2022 | 2030 | 12 | 13.8007 | 50 |  | planned_new | 4 | Hybrid 100 MW Solar, 50 MW Storage | 100 | CAISO_Hybrid | 0 | unknown | unknown_2030_12 | 0% | 1 | #N/A | 50 | ok | new_resolve | 1 | 1 | New_Hybrid_New_Hybrid_2022_Hybrid 100 MW Solar, 50 MW Storage | 0 | 0 | 1 | 1 | 1 | 1 | 1 | 1 | 1 | 1
SDCP | New_Hybrid | New_Hybrid_2023 | 2023 | 1 | 60.4641 | 200 |  | planned_new | 4 | Hybrid 400 MW Solar, 200 MW Storage | 400 | CAISO_Hybrid | 0 | unknown | unknown_2023_1 | 0% | 1 | #N/A | 200 | ok | new_resolve | 1 | 1 | New_Hybrid_New_Hybrid_2023_Hybrid 400 MW Solar, 200 MW Storage | 1 | 4 | 1 | 1 | 1 | 1 | 1 | 1 | 1 | 1
SDCP | New_Hybrid | New_Hybrid_2023 | 2023 | 2 | 68.4099 | 200 |  | planned_new | 4 | Hybrid 400 MW Solar, 200 MW Storage | 400 | CAISO_Hybrid | 0 | unknown | unknown_2023_2 | 0% | 1 | #N/A | 200 | ok | new_resolve | 1 | 1 | New_Hybrid_New_Hybrid_2023_Hybrid 400 MW Solar, 200 MW Storage | 0 | 0 | 1 | 1 | 1 | 1 | 1 | 1 | 1 | 1
SDCP | New_Hybrid | New_Hybrid_2023 | 2023 | 3 | 94.9743 | 200 |  | planned_new | 4 | Hybrid 400 MW Solar, 200 MW Storage | 400 | CAISO_Hybrid | 0 | unknown | unknown_2023_3 | 0% | 1 | #N/A | 200 | ok | new_resolve | 1 | 1 | New_Hybrid_New_Hybrid_2023_Hybrid 400 MW Solar, 200 MW Storage | 0 | 0 | 1 | 1 | 1 | 1 | 1 | 1 | 1 | 1
SDCP | New_Hybrid | New_Hybrid_2023 | 2023 | 4 | 103.4831 | 200 |  | planned_new | 4 | Hybrid 400 MW Solar, 200 MW Storage | 400 | CAISO_Hybrid | 0 | unknown | unknown_2023_4 | 0% | 1 | #N/A | 200 | ok | new_resolve | 1 | 1 | New_Hybrid_New_Hybrid_2023_Hybrid 400 MW Solar, 200 MW Storage | 0 | 0 | 1 | 1 | 1 | 1 | 1 | 1 | 1 | 1
SDCP | New_Hybrid | New_Hybrid_2023 | 2023 | 5 | 113.7569 | 200 |  | planned_new | 4 | Hybrid 400 MW Solar, 200 MW Storage | 400 | CAISO_Hybrid | 0 | unknown | unknown_2023_5 | 0% | 1 | #N/A | 200 | ok | new_resolve | 1 | 1 | New_Hybrid_New_Hybrid_2023_Hybrid 400 MW Solar, 200 MW Storage | 0 | 0 | 1 | 1 | 1 | 1 | 1 | 1 | 1 | 1
SDCP | New_Hybrid | New_Hybrid_2023 | 2023 | 6 | 110.9268 | 200 |  | planned_new | 4 | Hybrid 400 MW Solar, 200 MW Storage | 400 | CAISO_Hybrid | 0 | unknown | unknown_2023_6 | 0% | 1 | #N/A | 200 | ok | new_resolve | 1 | 1 | New_Hybrid_New_Hybrid_2023_Hybrid 400 MW Solar, 200 MW Storage | 0 | 0 | 1 | 1 | 1 | 1 | 1 | 1 | 1 | 1
SDCP | New_Hybrid | New_Hybrid_2023 | 2023 | 7 | 106.2333 | 200 |  | planned_new | 4 | Hybrid 400 MW Solar, 200 MW Storage | 400 | CAISO_Hybrid | 0 | unknown | unknown_2023_7 | 0% | 1 | #N/A | 200 | ok | new_resolve | 1 | 1 | New_Hybrid_New_Hybrid_2023_Hybrid 400 MW Solar, 200 MW Storage | 0 | 0 | 1 | 1 | 1 | 1 | 1 | 1 | 1 | 1
SDCP | New_Hybrid | New_Hybrid_2023 | 2023 | 8 | 103.2015 | 200 |  | planned_new | 4 | Hybrid 400 MW Solar, 200 MW Storage | 400 | CAISO_Hybrid | 0 | unknown | unknown_2023_8 | 0% | 1 | #N/A | 200 | ok | new_resolve | 1 | 1 | New_Hybrid_New_Hybrid_2023_Hybrid 400 MW Solar, 200 MW Storage | 0 | 0 | 1 | 1 | 1 | 1 | 1 | 1 | 1 | 1
SDCP | New_Hybrid | New_Hybrid_2023 | 2023 | 9 | 91.134 | 200 |  | planned_new | 4 | Hybrid 400 MW Solar, 200 MW Storage | 400 | CAISO_Hybrid | 0 | unknown | unknown_2023_9 | 0% | 1 | #N/A | 200 | ok | new_resolve | 1 | 1 | New_Hybrid_New_Hybrid_2023_Hybrid 400 MW Solar, 200 MW Storage | 0 | 0 | 1 | 1 | 1 | 1 | 1 | 1 | 1 | 1
SDCP | New_Hybrid | New_Hybrid_2023 | 2023 | 10 | 81.0898 | 200 |  | planned_new | 4 | Hybrid 400 MW Solar, 200 MW Storage | 400 | CAISO_Hybrid | 0 | unknown | unknown_2023_10 | 0% | 1 | #N/A | 200 | ok | new_resolve | 1 | 1 | New_Hybrid_New_Hybrid_2023_Hybrid 400 MW Solar, 200 MW Storage | 0 | 0 | 1 | 1 | 1 | 1 | 1 | 1 | 1 | 1
SDCP | New_Hybrid | New_Hybrid_2023 | 2023 | 11 | 62.3234 | 200 |  | planned_new | 4 | Hybrid 400 MW Solar, 200 MW Storage | 400 | CAISO_Hybrid | 0 | unknown | unknown_2023_11 | 0% | 1 | #N/A | 200 | ok | new_resolve | 1 | 1 | New_Hybrid_New_Hybrid_2023_Hybrid 400 MW Solar, 200 MW Storage | 0 | 0 | 1 | 1 | 1 | 1 | 1 | 1 | 1 | 1
SDCP | New_Hybrid | New_Hybrid_2023 | 2023 | 12 | 55.203 | 200 |  | planned_new | 4 | Hybrid 400 MW Solar, 200 MW Storage | 400 | CAISO_Hybrid | 0 | unknown | unknown_2023_12 | 0% | 1 | #N/A | 200 | ok | new_resolve | 1 | 1 | New_Hybrid_New_Hybrid_2023_Hybrid 400 MW Solar, 200 MW Storage | 0 | 0 | 1 | 1 | 1 | 1 | 1 | 1 | 1 | 1
SDCP | New_Hybrid | New_Hybrid_2023 | 2024 | 1 | 60.4641 | 200 |  | planned_new | 4 | Hybrid 400 MW Solar, 200 MW Storage | 400 | CAISO_Hybrid | 0 | unknown | unknown_2024_1 | 0% | 1 | #N/A | 200 | ok | new_resolve | 1 | 1 | New_Hybrid_New_Hybrid_2023_Hybrid 400 MW Solar, 200 MW Storage | 0 | 0 | 1 | 1 | 1 | 1 | 1 | 1 | 1 | 1
SDCP | New_Hybrid | New_Hybrid_2023 | 2024 | 2 | 68.4099 | 200 |  | planned_new | 4 | Hybrid 400 MW Solar, 200 MW Storage | 400 | CAISO_Hybrid | 0 | unknown | unknown_2024_2 | 0% | 1 | #N/A | 200 | ok | new_resolve | 1 | 1 | New_Hybrid_New_Hybrid_2023_Hybrid 400 MW Solar, 200 MW Storage | 0 | 0 | 1 | 1 | 1 | 1 | 1 | 1 | 1 | 1
SDCP | New_Hybrid | New_Hybrid_2023 | 2024 | 3 | 94.9743 | 200 |  | planned_new | 4 | Hybrid 400 MW Solar, 200 MW Storage | 400 | CAISO_Hybrid | 0 | unknown | unknown_2024_3 | 0% | 1 | #N/A | 200 | ok | new_resolve | 1 | 1 | New_Hybrid_New_Hybrid_2023_Hybrid 400 MW Solar, 200 MW Storage | 0 | 0 | 1 | 1 | 1 | 1 | 1 | 1 | 1 | 1
SDCP | New_Hybrid | New_Hybrid_2023 | 2024 | 4 | 103.4831 | 200 |  | planned_new | 4 | Hybrid 400 MW Solar, 200 MW Storage | 400 | CAISO_Hybrid | 0 | unknown | unknown_2024_4 | 0% | 1 | #N/A | 200 | ok | new_resolve | 1 | 1 | New_Hybrid_New_Hybrid_2023_Hybrid 400 MW Solar, 200 MW Storage | 0 | 0 | 1 | 1 | 1 | 1 | 1 | 1 | 1 | 1
SDCP | New_Hybrid | New_Hybrid_2023 | 2024 | 5 | 113.7569 | 200 |  | planned_new | 4 | Hybrid 400 MW Solar, 200 MW Storage | 400 | CAISO_Hybrid | 0 | unknown | unknown_2024_5 | 0% | 1 | #N/A | 200 | ok | new_resolve | 1 | 1 | New_Hybrid_New_Hybrid_2023_Hybrid 400 MW Solar, 200 MW Storage | 0 | 0 | 1 | 1 | 1 | 1 | 1 | 1 | 1 | 1
SDCP | New_Hybrid | New_Hybrid_2023 | 2024 | 6 | 110.9268 | 200 |  | planned_new | 4 | Hybrid 400 MW Solar, 200 MW Storage | 400 | CAISO_Hybrid | 0 | unknown | unknown_2024_6 | 0% | 1 | #N/A | 200 | ok | new_resolve | 1 | 1 | New_Hybrid_New_Hybrid_2023_Hybrid 400 MW Solar, 200 MW Storage | 0 | 0 | 1 | 1 | 1 | 1 | 1 | 1 | 1 | 1
SDCP | New_Hybrid | New_Hybrid_2023 | 2024 | 7 | 106.2333 | 200 |  | planned_new | 4 | Hybrid 400 MW Solar, 200 MW Storage | 400 | CAISO_Hybrid | 0 | unknown | unknown_2024_7 | 0% | 1 | #N/A | 200 | ok | new_resolve | 1 | 1 | New_Hybrid_New_Hybrid_2023_Hybrid 400 MW Solar, 200 MW Storage | 0 | 0 | 1 | 1 | 1 | 1 | 1 | 1 | 1 | 1
SDCP | New_Hybrid | New_Hybrid_2023 | 2024 | 8 | 103.2015 | 200 |  | planned_new | 4 | Hybrid 400 MW Solar, 200 MW Storage | 400 | CAISO_Hybrid | 0 | unknown | unknown_2024_8 | 0% | 1 | #N/A | 200 | ok | new_resolve | 1 | 1 | New_Hybrid_New_Hybrid_2023_Hybrid 400 MW Solar, 200 MW Storage | 0 | 0 | 1 | 1 | 1 | 1 | 1 | 1 | 1 | 1
SDCP | New_Hybrid | New_Hybrid_2023 | 2024 | 9 | 91.134 | 200 |  | planned_new | 4 | Hybrid 400 MW Solar, 200 MW Storage | 400 | CAISO_Hybrid | 0 | unknown | unknown_2024_9 | 0% | 1 | #N/A | 200 | ok | new_resolve | 1 | 1 | New_Hybrid_New_Hybrid_2023_Hybrid 400 MW Solar, 200 MW Storage | 0 | 0 | 1 | 1 | 1 | 1 | 1 | 1 | 1 | 1
SDCP | New_Hybrid | New_Hybrid_2023 | 2024 | 10 | 81.0898 | 200 |  | planned_new | 4 | Hybrid 400 MW Solar, 200 MW Storage | 400 | CAISO_Hybrid | 0 | unknown | unknown_2024_10 | 0% | 1 | #N/A | 200 | ok | new_resolve | 1 | 1 | New_Hybrid_New_Hybrid_2023_Hybrid 400 MW Solar, 200 MW Storage | 0 | 0 | 1 | 1 | 1 | 1 | 1 | 1 | 1 | 1
SDCP | New_Hybrid | New_Hybrid_2023 | 2024 | 11 | 62.3234 | 200 |  | planned_new | 4 | Hybrid 400 MW Solar, 200 MW Storage | 400 | CAISO_Hybrid | 0 | unknown | unknown_2024_11 | 0% | 1 | #N/A | 200 | ok | new_resolve | 1 | 1 | New_Hybrid_New_Hybrid_2023_Hybrid 400 MW Solar, 200 MW Storage | 0 | 0 | 1 | 1 | 1 | 1 | 1 | 1 | 1 | 1
SDCP | New_Hybrid | New_Hybrid_2023 | 2024 | 12 | 55.203 | 200 |  | planned_new | 4 | Hybrid 400 MW Solar, 200 MW Storage | 400 | CAISO_Hybrid | 0 | unknown | unknown_2024_12 | 0% | 1 | #N/A | 200 | ok | new_resolve | 1 | 1 | New_Hybrid_New_Hybrid_2023_Hybrid 400 MW Solar, 200 MW Storage | 0 | 0 | 1 | 1 | 1 | 1 | 1 | 1 | 1 | 1
SDCP | New_Hybrid | New_Hybrid_2023 | 2025 | 1 | 60.4641 | 200 |  | planned_new | 4 | Hybrid 400 MW Solar, 200 MW Storage | 400 | CAISO_Hybrid | 0 | unknown | unknown_2025_1 | 0% | 1 | #N/A | 200 | ok | new_resolve | 1 | 1 | New_Hybrid_New_Hybrid_2023_Hybrid 400 MW Solar, 200 MW Storage | 0 | 0 | 1 | 1 | 1 | 1 | 1 | 1 | 1 | 1
SDCP | New_Hybrid | New_Hybrid_2023 | 2025 | 2 | 68.4099 | 200 |  | planned_new | 4 | Hybrid 400 MW Solar, 200 MW Storage | 400 | CAISO_Hybrid | 0 | unknown | unknown_2025_2 | 0% | 1 | #N/A | 200 | ok | new_resolve | 1 | 1 | New_Hybrid_New_Hybrid_2023_Hybrid 400 MW Solar, 200 MW Storage | 0 | 0 | 1 | 1 | 1 | 1 | 1 | 1 | 1 | 1
SDCP | New_Hybrid | New_Hybrid_2023 | 2025 | 3 | 94.9743 | 200 |  | planned_new | 4 | Hybrid 400 MW Solar, 200 MW Storage | 400 | CAISO_Hybrid | 0 | unknown | unknown_2025_3 | 0% | 1 | #N/A | 200 | ok | new_resolve | 1 | 1 | New_Hybrid_New_Hybrid_2023_Hybrid 400 MW Solar, 200 MW Storage | 0 | 0 | 1 | 1 | 1 | 1 | 1 | 1 | 1 | 1
SDCP | New_Hybrid | New_Hybrid_2023 | 2025 | 4 | 103.4831 | 200 |  | planned_new | 4 | Hybrid 400 MW Solar, 200 MW Storage | 400 | CAISO_Hybrid | 0 | unknown | unknown_2025_4 | 0% | 1 | #N/A | 200 | ok | new_resolve | 1 | 1 | New_Hybrid_New_Hybrid_2023_Hybrid 400 MW Solar, 200 MW Storage | 0 | 0 | 1 | 1 | 1 | 1 | 1 | 1 | 1 | 1
SDCP | New_Hybrid | New_Hybrid_2023 | 2025 | 5 | 113.7569 | 200 |  | planned_new | 4 | Hybrid 400 MW Solar, 200 MW Storage | 400 | CAISO_Hybrid | 0 | unknown | unknown_2025_5 | 0% | 1 | #N/A | 200 | ok | new_resolve | 1 | 1 | New_Hybrid_New_Hybrid_2023_Hybrid 400 MW Solar, 200 MW Storage | 0 | 0 | 1 | 1 | 1 | 1 | 1 | 1 | 1 | 1
SDCP | New_Hybrid | New_Hybrid_2023 | 2025 | 6 | 110.9268 | 200 |  | planned_new | 4 | Hybrid 400 MW Solar, 200 MW Storage | 400 | CAISO_Hybrid | 0 | unknown | unknown_2025_6 | 0% | 1 | #N/A | 200 | ok | new_resolve | 1 | 1 | New_Hybrid_New_Hybrid_2023_Hybrid 400 MW Solar, 200 MW Storage | 0 | 0 | 1 | 1 | 1 | 1 | 1 | 1 | 1 | 1
SDCP | New_Hybrid | New_Hybrid_2023 | 2025 | 7 | 106.2333 | 200 |  | planned_new | 4 | Hybrid 400 MW Solar, 200 MW Storage | 400 | CAISO_Hybrid | 0 | unknown | unknown_2025_7 | 0% | 1 | #N/A | 200 | ok | new_resolve | 1 | 1 | New_Hybrid_New_Hybrid_2023_Hybrid 400 MW Solar, 200 MW Storage | 0 | 0 | 1 | 1 | 1 | 1 | 1 | 1 | 1 | 1
SDCP | New_Hybrid | New_Hybrid_2023 | 2025 | 8 | 103.2015 | 200 |  | planned_new | 4 | Hybrid 400 MW Solar, 200 MW Storage | 400 | CAISO_Hybrid | 0 | unknown | unknown_2025_8 | 0% | 1 | #N/A | 200 | ok | new_resolve | 1 | 1 | New_Hybrid_New_Hybrid_2023_Hybrid 400 MW Solar, 200 MW Storage | 0 | 0 | 1 | 1 | 1 | 1 | 1 | 1 | 1 | 1
SDCP | New_Hybrid | New_Hybrid_2023 | 2025 | 9 | 91.134 | 200 |  | planned_new | 4 | Hybrid 400 MW Solar, 200 MW Storage | 400 | CAISO_Hybrid | 0 | unknown | unknown_2025_9 | 0% | 1 | #N/A | 200 | ok | new_resolve | 1 | 1 | New_Hybrid_New_Hybrid_2023_Hybrid 400 MW Solar, 200 MW Storage | 0 | 0 | 1 | 1 | 1 | 1 | 1 | 1 | 1 | 1
SDCP | New_Hybrid | New_Hybrid_2023 | 2025 | 10 | 81.0898 | 200 |  | planned_new | 4 | Hybrid 400 MW Solar, 200 MW Storage | 400 | CAISO_Hybrid | 0 | unknown | unknown_2025_10 | 0% | 1 | #N/A | 200 | ok | new_resolve | 1 | 1 | New_Hybrid_New_Hybrid_2023_Hybrid 400 MW Solar, 200 MW Storage | 0 | 0 | 1 | 1 | 1 | 1 | 1 | 1 | 1 | 1
SDCP | New_Hybrid | New_Hybrid_2023 | 2025 | 11 | 62.3234 | 200 |  | planned_new | 4 | Hybrid 400 MW Solar, 200 MW Storage | 400 | CAISO_Hybrid | 0 | unknown | unknown_2025_11 | 0% | 1 | #N/A | 200 | ok | new_resolve | 1 | 1 | New_Hybrid_New_Hybrid_2023_Hybrid 400 MW Solar, 200 MW Storage | 0 | 0 | 1 | 1 | 1 | 1 | 1 | 1 | 1 | 1
SDCP | New_Hybrid | New_Hybrid_2023 | 2025 | 12 | 55.203 | 200 |  | planned_new | 4 | Hybrid 400 MW Solar, 200 MW Storage | 400 | CAISO_Hybrid | 0 | unknown | unknown_2025_12 | 0% | 1 | #N/A | 200 | ok | new_resolve | 1 | 1 | New_Hybrid_New_Hybrid_2023_Hybrid 400 MW Solar, 200 MW Storage | 0 | 0 | 1 | 1 | 1 | 1 | 1 | 1 | 1 | 1
SDCP | New_Hybrid | New_Hybrid_2023 | 2026 | 1 | 60.4641 | 200 |  | planned_new | 4 | Hybrid 400 MW Solar, 200 MW Storage | 400 | CAISO_Hybrid | 0 | unknown | unknown_2026_1 | 0% | 1 | #N/A | 200 | ok | new_resolve | 1 | 1 | New_Hybrid_New_Hybrid_2023_Hybrid 400 MW Solar, 200 MW Storage | 0 | 0 | 1 | 1 | 1 | 1 | 1 | 1 | 1 | 1
SDCP | New_Hybrid | New_Hybrid_2023 | 2026 | 2 | 68.4099 | 200 |  | planned_new | 4 | Hybrid 400 MW Solar, 200 MW Storage | 400 | CAISO_Hybrid | 0 | unknown | unknown_2026_2 | 0% | 1 | #N/A | 200 | ok | new_resolve | 1 | 1 | New_Hybrid_New_Hybrid_2023_Hybrid 400 MW Solar, 200 MW Storage | 0 | 0 | 1 | 1 | 1 | 1 | 1 | 1 | 1 | 1
SDCP | New_Hybrid | New_Hybrid_2023 | 2026 | 3 | 94.9743 | 200 |  | planned_new | 4 | Hybrid 400 MW Solar, 200 MW Storage | 400 | CAISO_Hybrid | 0 | unknown | unknown_2026_3 | 0% | 1 | #N/A | 200 | ok | new_resolve | 1 | 1 | New_Hybrid_New_Hybrid_2023_Hybrid 400 MW Solar, 200 MW Storage | 0 | 0 | 1 | 1 | 1 | 1 | 1 | 1 | 1 | 1
SDCP | New_Hybrid | New_Hybrid_2023 | 2026 | 4 | 103.4831 | 200 |  | planned_new | 4 | Hybrid 400 MW Solar, 200 MW Storage | 400 | CAISO_Hybrid | 0 | unknown | unknown_2026_4 | 0% | 1 | #N/A | 200 | ok | new_resolve | 1 | 1 | New_Hybrid_New_Hybrid_2023_Hybrid 400 MW Solar, 200 MW Storage | 0 | 0 | 1 | 1 | 1 | 1 | 1 | 1 | 1 | 1
SDCP | New_Hybrid | New_Hybrid_2023 | 2026 | 5 | 113.7569 | 200 |  | planned_new | 4 | Hybrid 400 MW Solar, 200 MW Storage | 400 | CAISO_Hybrid | 0 | unknown | unknown_2026_5 | 0% | 1 | #N/A | 200 | ok | new_resolve | 1 | 1 | New_Hybrid_New_Hybrid_2023_Hybrid 400 MW Solar, 200 MW Storage | 0 | 0 | 1 | 1 | 1 | 1 | 1 | 1 | 1 | 1
SDCP | New_Hybrid | New_Hybrid_2023 | 2026 | 6 | 110.9268 | 200 |  | planned_new | 4 | Hybrid 400 MW Solar, 200 MW Storage | 400 | CAISO_Hybrid | 0 | unknown | unknown_2026_6 | 0% | 1 | #N/A | 200 | ok | new_resolve | 1 | 1 | New_Hybrid_New_Hybrid_2023_Hybrid 400 MW Solar, 200 MW Storage | 0 | 0 | 1 | 1 | 1 | 1 | 1 | 1 | 1 | 1
SDCP | New_Hybrid | New_Hybrid_2023 | 2026 | 7 | 106.2333 | 200 |  | planned_new | 4 | Hybrid 400 MW Solar, 200 MW Storage | 400 | CAISO_Hybrid | 0 | unknown | unknown_2026_7 | 0% | 1 | #N/A | 200 | ok | new_resolve | 1 | 1 | New_Hybrid_New_Hybrid_2023_Hybrid 400 MW Solar, 200 MW Storage | 0 | 0 | 1 | 1 | 1 | 1 | 1 | 1 | 1 | 1
SDCP | New_Hybrid | New_Hybrid_2023 | 2026 | 8 | 103.2015 | 200 |  | planned_new | 4 | Hybrid 400 MW Solar, 200 MW Storage | 400 | CAISO_Hybrid | 0 | unknown | unknown_2026_8 | 0% | 1 | #N/A | 200 | ok | new_resolve | 1 | 1 | New_Hybrid_New_Hybrid_2023_Hybrid 400 MW Solar, 200 MW Storage | 0 | 0 | 1 | 1 | 1 | 1 | 1 | 1 | 1 | 1
SDCP | New_Hybrid | New_Hybrid_2023 | 2026 | 9 | 91.134 | 200 |  | planned_new | 4 | Hybrid 400 MW Solar, 200 MW Storage | 400 | CAISO_Hybrid | 0 | unknown | unknown_2026_9 | 0% | 1 | #N/A | 200 | ok | new_resolve | 1 | 1 | New_Hybrid_New_Hybrid_2023_Hybrid 400 MW Solar, 200 MW Storage | 0 | 0 | 1 | 1 | 1 | 1 | 1 | 1 | 1 | 1
SDCP | New_Hybrid | New_Hybrid_2023 | 2026 | 10 | 81.0898 | 200 |  | planned_new | 4 | Hybrid 400 MW Solar, 200 MW Storage | 400 | CAISO_Hybrid | 0 | unknown | unknown_2026_10 | 0% | 1 | #N/A | 200 | ok | new_resolve | 1 | 1 | New_Hybrid_New_Hybrid_2023_Hybrid 400 MW Solar, 200 MW Storage | 0 | 0 | 1 | 1 | 1 | 1 | 1 | 1 | 1 | 1
SDCP | New_Hybrid | New_Hybrid_2023 | 2026 | 11 | 62.3234 | 200 |  | planned_new | 4 | Hybrid 400 MW Solar, 200 MW Storage | 400 | CAISO_Hybrid | 0 | unknown | unknown_2026_11 | 0% | 1 | #N/A | 200 | ok | new_resolve | 1 | 1 | New_Hybrid_New_Hybrid_2023_Hybrid 400 MW Solar, 200 MW Storage | 0 | 0 | 1 | 1 | 1 | 1 | 1 | 1 | 1 | 1
SDCP | New_Hybrid | New_Hybrid_2023 | 2026 | 12 | 55.203 | 200 |  | planned_new | 4 | Hybrid 400 MW Solar, 200 MW Storage | 400 | CAISO_Hybrid | 0 | unknown | unknown_2026_12 | 0% | 1 | #N/A | 200 | ok | new_resolve | 1 | 1 | New_Hybrid_New_Hybrid_2023_Hybrid 400 MW Solar, 200 MW Storage | 0 | 0 | 1 | 1 | 1 | 1 | 1 | 1 | 1 | 1
SDCP | New_Hybrid | New_Hybrid_2023 | 2027 | 1 | 60.4641 | 200 |  | planned_new | 4 | Hybrid 400 MW Solar, 200 MW Storage | 400 | CAISO_Hybrid | 0 | unknown | unknown_2027_1 | 0% | 1 | #N/A | 200 | ok | new_resolve | 1 | 1 | New_Hybrid_New_Hybrid_2023_Hybrid 400 MW Solar, 200 MW Storage | 0 | 0 | 1 | 1 | 1 | 1 | 1 | 1 | 1 | 1
SDCP | New_Hybrid | New_Hybrid_2023 | 2027 | 2 | 68.4099 | 200 |  | planned_new | 4 | Hybrid 400 MW Solar, 200 MW Storage | 400 | CAISO_Hybrid | 0 | unknown | unknown_2027_2 | 0% | 1 | #N/A | 200 | ok | new_resolve | 1 | 1 | New_Hybrid_New_Hybrid_2023_Hybrid 400 MW Solar, 200 MW Storage | 0 | 0 | 1 | 1 | 1 | 1 | 1 | 1 | 1 | 1
SDCP | New_Hybrid | New_Hybrid_2023 | 2027 | 3 | 94.9743 | 200 |  | planned_new | 4 | Hybrid 400 MW Solar, 200 MW Storage | 400 | CAISO_Hybrid | 0 | unknown | unknown_2027_3 | 0% | 1 | #N/A | 200 | ok | new_resolve | 1 | 1 | New_Hybrid_New_Hybrid_2023_Hybrid 400 MW Solar, 200 MW Storage | 0 | 0 | 1 | 1 | 1 | 1 | 1 | 1 | 1 | 1
SDCP | New_Hybrid | New_Hybrid_2023 | 2027 | 4 | 103.4831 | 200 |  | planned_new | 4 | Hybrid 400 MW Solar, 200 MW Storage | 400 | CAISO_Hybrid | 0 | unknown | unknown_2027_4 | 0% | 1 | #N/A | 200 | ok | new_resolve | 1 | 1 | New_Hybrid_New_Hybrid_2023_Hybrid 400 MW Solar, 200 MW Storage | 0 | 0 | 1 | 1 | 1 | 1 | 1 | 1 | 1 | 1
SDCP | New_Hybrid | New_Hybrid_2023 | 2027 | 5 | 113.7569 | 200 |  | planned_new | 4 | Hybrid 400 MW Solar, 200 MW Storage | 400 | CAISO_Hybrid | 0 | unknown | unknown_2027_5 | 0% | 1 | #N/A | 200 | ok | new_resolve | 1 | 1 | New_Hybrid_New_Hybrid_2023_Hybrid 400 MW Solar, 200 MW Storage | 0 | 0 | 1 | 1 | 1 | 1 | 1 | 1 | 1 | 1
SDCP | New_Hybrid | New_Hybrid_2023 | 2027 | 6 | 110.9268 | 200 |  | planned_new | 4 | Hybrid 400 MW Solar, 200 MW Storage | 400 | CAISO_Hybrid | 0 | unknown | unknown_2027_6 | 0% | 1 | #N/A | 200 | ok | new_resolve | 1 | 1 | New_Hybrid_New_Hybrid_2023_Hybrid 400 MW Solar, 200 MW Storage | 0 | 0 | 1 | 1 | 1 | 1 | 1 | 1 | 1 | 1
SDCP | New_Hybrid | New_Hybrid_2023 | 2027 | 7 | 106.2333 | 200 |  | planned_new | 4 | Hybrid 400 MW Solar, 200 MW Storage | 400 | CAISO_Hybrid | 0 | unknown | unknown_2027_7 | 0% | 1 | #N/A | 200 | ok | new_resolve | 1 | 1 | New_Hybrid_New_Hybrid_2023_Hybrid 400 MW Solar, 200 MW Storage | 0 | 0 | 1 | 1 | 1 | 1 | 1 | 1 | 1 | 1
SDCP | New_Hybrid | New_Hybrid_2023 | 2027 | 8 | 103.2015 | 200 |  | planned_new | 4 | Hybrid 400 MW Solar, 200 MW Storage | 400 | CAISO_Hybrid | 0 | unknown | unknown_2027_8 | 0% | 1 | #N/A | 200 | ok | new_resolve | 1 | 1 | New_Hybrid_New_Hybrid_2023_Hybrid 400 MW Solar, 200 MW Storage | 0 | 0 | 1 | 1 | 1 | 1 | 1 | 1 | 1 | 1
SDCP | New_Hybrid | New_Hybrid_2023 | 2027 | 9 | 91.134 | 200 |  | planned_new | 4 | Hybrid 400 MW Solar, 200 MW Storage | 400 | CAISO_Hybrid | 0 | unknown | unknown_2027_9 | 0% | 1 | #N/A | 200 | ok | new_resolve | 1 | 1 | New_Hybrid_New_Hybrid_2023_Hybrid 400 MW Solar, 200 MW Storage | 0 | 0 | 1 | 1 | 1 | 1 | 1 | 1 | 1 | 1
SDCP | New_Hybrid | New_Hybrid_2023 | 2027 | 10 | 81.0898 | 200 |  | planned_new | 4 | Hybrid 400 MW Solar, 200 MW Storage | 400 | CAISO_Hybrid | 0 | unknown | unknown_2027_10 | 0% | 1 | #N/A | 200 | ok | new_resolve | 1 | 1 | New_Hybrid_New_Hybrid_2023_Hybrid 400 MW Solar, 200 MW Storage | 0 | 0 | 1 | 1 | 1 | 1 | 1 | 1 | 1 | 1
SDCP | New_Hybrid | New_Hybrid_2023 | 2027 | 11 | 62.3234 | 200 |  | planned_new | 4 | Hybrid 400 MW Solar, 200 MW Storage | 400 | CAISO_Hybrid | 0 | unknown | unknown_2027_11 | 0% | 1 | #N/A | 200 | ok | new_resolve | 1 | 1 | New_Hybrid_New_Hybrid_2023_Hybrid 400 MW Solar, 200 MW Storage | 0 | 0 | 1 | 1 | 1 | 1 | 1 | 1 | 1 | 1
SDCP | New_Hybrid | New_Hybrid_2023 | 2027 | 12 | 55.203 | 200 |  | planned_new | 4 | Hybrid 400 MW Solar, 200 MW Storage | 400 | CAISO_Hybrid | 0 | unknown | unknown_2027_12 | 0% | 1 | #N/A | 200 | ok | new_resolve | 1 | 1 | New_Hybrid_New_Hybrid_2023_Hybrid 400 MW Solar, 200 MW Storage | 0 | 0 | 1 | 1 | 1 | 1 | 1 | 1 | 1 | 1
SDCP | New_Hybrid | New_Hybrid_2023 | 2028 | 1 | 60.4641 | 200 |  | planned_new | 4 | Hybrid 400 MW Solar, 200 MW Storage | 400 | CAISO_Hybrid | 0 | unknown | unknown_2028_1 | 0% | 1 | #N/A | 200 | ok | new_resolve | 1 | 1 | New_Hybrid_New_Hybrid_2023_Hybrid 400 MW Solar, 200 MW Storage | 0 | 0 | 1 | 1 | 1 | 1 | 1 | 1 | 1 | 1
SDCP | New_Hybrid | New_Hybrid_2023 | 2028 | 2 | 68.4099 | 200 |  | planned_new | 4 | Hybrid 400 MW Solar, 200 MW Storage | 400 | CAISO_Hybrid | 0 | unknown | unknown_2028_2 | 0% | 1 | #N/A | 200 | ok | new_resolve | 1 | 1 | New_Hybrid_New_Hybrid_2023_Hybrid 400 MW Solar, 200 MW Storage | 0 | 0 | 1 | 1 | 1 | 1 | 1 | 1 | 1 | 1
SDCP | New_Hybrid | New_Hybrid_2023 | 2028 | 3 | 94.9743 | 200 |  | planned_new | 4 | Hybrid 400 MW Solar, 200 MW Storage | 400 | CAISO_Hybrid | 0 | unknown | unknown_2028_3 | 0% | 1 | #N/A | 200 | ok | new_resolve | 1 | 1 | New_Hybrid_New_Hybrid_2023_Hybrid 400 MW Solar, 200 MW Storage | 0 | 0 | 1 | 1 | 1 | 1 | 1 | 1 | 1 | 1
SDCP | New_Hybrid | New_Hybrid_2023 | 2028 | 4 | 103.4831 | 200 |  | planned_new | 4 | Hybrid 400 MW Solar, 200 MW Storage | 400 | CAISO_Hybrid | 0 | unknown | unknown_2028_4 | 0% | 1 | #N/A | 200 | ok | new_resolve | 1 | 1 | New_Hybrid_New_Hybrid_2023_Hybrid 400 MW Solar, 200 MW Storage | 0 | 0 | 1 | 1 | 1 | 1 | 1 | 1 | 1 | 1
SDCP | New_Hybrid | New_Hybrid_2023 | 2028 | 5 | 113.7569 | 200 |  | planned_new | 4 | Hybrid 400 MW Solar, 200 MW Storage | 400 | CAISO_Hybrid | 0 | unknown | unknown_2028_5 | 0% | 1 | #N/A | 200 | ok | new_resolve | 1 | 1 | New_Hybrid_New_Hybrid_2023_Hybrid 400 MW Solar, 200 MW Storage | 0 | 0 | 1 | 1 | 1 | 1 | 1 | 1 | 1 | 1
SDCP | New_Hybrid | New_Hybrid_2023 | 2028 | 6 | 110.9268 | 200 |  | planned_new | 4 | Hybrid 400 MW Solar, 200 MW Storage | 400 | CAISO_Hybrid | 0 | unknown | unknown_2028_6 | 0% | 1 | #N/A | 200 | ok | new_resolve | 1 | 1 | New_Hybrid_New_Hybrid_2023_Hybrid 400 MW Solar, 200 MW Storage | 0 | 0 | 1 | 1 | 1 | 1 | 1 | 1 | 1 | 1
SDCP | New_Hybrid | New_Hybrid_2023 | 2028 | 7 | 106.2333 | 200 |  | planned_new | 4 | Hybrid 400 MW Solar, 200 MW Storage | 400 | CAISO_Hybrid | 0 | unknown | unknown_2028_7 | 0% | 1 | #N/A | 200 | ok | new_resolve | 1 | 1 | New_Hybrid_New_Hybrid_2023_Hybrid 400 MW Solar, 200 MW Storage | 0 | 0 | 1 | 1 | 1 | 1 | 1 | 1 | 1 | 1
SDCP | New_Hybrid | New_Hybrid_2023 | 2028 | 8 | 103.2015 | 200 |  | planned_new | 4 | Hybrid 400 MW Solar, 200 MW Storage | 400 | CAISO_Hybrid | 0 | unknown | unknown_2028_8 | 0% | 1 | #N/A | 200 | ok | new_resolve | 1 | 1 | New_Hybrid_New_Hybrid_2023_Hybrid 400 MW Solar, 200 MW Storage | 0 | 0 | 1 | 1 | 1 | 1 | 1 | 1 | 1 | 1
SDCP | New_Hybrid | New_Hybrid_2023 | 2028 | 9 | 91.134 | 200 |  | planned_new | 4 | Hybrid 400 MW Solar, 200 MW Storage | 400 | CAISO_Hybrid | 0 | unknown | unknown_2028_9 | 0% | 1 | #N/A | 200 | ok | new_resolve | 1 | 1 | New_Hybrid_New_Hybrid_2023_Hybrid 400 MW Solar, 200 MW Storage | 0 | 0 | 1 | 1 | 1 | 1 | 1 | 1 | 1 | 1
SDCP | New_Hybrid | New_Hybrid_2023 | 2028 | 10 | 81.0898 | 200 |  | planned_new | 4 | Hybrid 400 MW Solar, 200 MW Storage | 400 | CAISO_Hybrid | 0 | unknown | unknown_2028_10 | 0% | 1 | #N/A | 200 | ok | new_resolve | 1 | 1 | New_Hybrid_New_Hybrid_2023_Hybrid 400 MW Solar, 200 MW Storage | 0 | 0 | 1 | 1 | 1 | 1 | 1 | 1 | 1 | 1
SDCP | New_Hybrid | New_Hybrid_2023 | 2028 | 11 | 62.3234 | 200 |  | planned_new | 4 | Hybrid 400 MW Solar, 200 MW Storage | 400 | CAISO_Hybrid | 0 | unknown | unknown_2028_11 | 0% | 1 | #N/A | 200 | ok | new_resolve | 1 | 1 | New_Hybrid_New_Hybrid_2023_Hybrid 400 MW Solar, 200 MW Storage | 0 | 0 | 1 | 1 | 1 | 1 | 1 | 1 | 1 | 1
SDCP | New_Hybrid | New_Hybrid_2023 | 2028 | 12 | 55.203 | 200 |  | planned_new | 4 | Hybrid 400 MW Solar, 200 MW Storage | 400 | CAISO_Hybrid | 0 | unknown | unknown_2028_12 | 0% | 1 | #N/A | 200 | ok | new_resolve | 1 | 1 | New_Hybrid_New_Hybrid_2023_Hybrid 400 MW Solar, 200 MW Storage | 0 | 0 | 1 | 1 | 1 | 1 | 1 | 1 | 1 | 1
SDCP | New_Hybrid | New_Hybrid_2023 | 2029 | 1 | 60.4641 | 200 |  | planned_new | 4 | Hybrid 400 MW Solar, 200 MW Storage | 400 | CAISO_Hybrid | 0 | unknown | unknown_2029_1 | 0% | 1 | #N/A | 200 | ok | new_resolve | 1 | 1 | New_Hybrid_New_Hybrid_2023_Hybrid 400 MW Solar, 200 MW Storage | 0 | 0 | 1 | 1 | 1 | 1 | 1 | 1 | 1 | 1
SDCP | New_Hybrid | New_Hybrid_2023 | 2029 | 2 | 68.4099 | 200 |  | planned_new | 4 | Hybrid 400 MW Solar, 200 MW Storage | 400 | CAISO_Hybrid | 0 | unknown | unknown_2029_2 | 0% | 1 | #N/A | 200 | ok | new_resolve | 1 | 1 | New_Hybrid_New_Hybrid_2023_Hybrid 400 MW Solar, 200 MW Storage | 0 | 0 | 1 | 1 | 1 | 1 | 1 | 1 | 1 | 1
SDCP | New_Hybrid | New_Hybrid_2023 | 2029 | 3 | 94.9743 | 200 |  | planned_new | 4 | Hybrid 400 MW Solar, 200 MW Storage | 400 | CAISO_Hybrid | 0 | unknown | unknown_2029_3 | 0% | 1 | #N/A | 200 | ok | new_resolve | 1 | 1 | New_Hybrid_New_Hybrid_2023_Hybrid 400 MW Solar, 200 MW Storage | 0 | 0 | 1 | 1 | 1 | 1 | 1 | 1 | 1 | 1
SDCP | New_Hybrid | New_Hybrid_2023 | 2029 | 4 | 103.4831 | 200 |  | planned_new | 4 | Hybrid 400 MW Solar, 200 MW Storage | 400 | CAISO_Hybrid | 0 | unknown | unknown_2029_4 | 0% | 1 | #N/A | 200 | ok | new_resolve | 1 | 1 | New_Hybrid_New_Hybrid_2023_Hybrid 400 MW Solar, 200 MW Storage | 0 | 0 | 1 | 1 | 1 | 1 | 1 | 1 | 1 | 1
SDCP | New_Hybrid | New_Hybrid_2023 | 2029 | 5 | 113.7569 | 200 |  | planned_new | 4 | Hybrid 400 MW Solar, 200 MW Storage | 400 | CAISO_Hybrid | 0 | unknown | unknown_2029_5 | 0% | 1 | #N/A | 200 | ok | new_resolve | 1 | 1 | New_Hybrid_New_Hybrid_2023_Hybrid 400 MW Solar, 200 MW Storage | 0 | 0 | 1 | 1 | 1 | 1 | 1 | 1 | 1 | 1
SDCP | New_Hybrid | New_Hybrid_2023 | 2029 | 6 | 110.9268 | 200 |  | planned_new | 4 | Hybrid 400 MW Solar, 200 MW Storage | 400 | CAISO_Hybrid | 0 | unknown | unknown_2029_6 | 0% | 1 | #N/A | 200 | ok | new_resolve | 1 | 1 | New_Hybrid_New_Hybrid_2023_Hybrid 400 MW Solar, 200 MW Storage | 0 | 0 | 1 | 1 | 1 | 1 | 1 | 1 | 1 | 1
SDCP | New_Hybrid | New_Hybrid_2023 | 2029 | 7 | 106.2333 | 200 |  | planned_new | 4 | Hybrid 400 MW Solar, 200 MW Storage | 400 | CAISO_Hybrid | 0 | unknown | unknown_2029_7 | 0% | 1 | #N/A | 200 | ok | new_resolve | 1 | 1 | New_Hybrid_New_Hybrid_2023_Hybrid 400 MW Solar, 200 MW Storage | 0 | 0 | 1 | 1 | 1 | 1 | 1 | 1 | 1 | 1
SDCP | New_Hybrid | New_Hybrid_2023 | 2029 | 8 | 103.2015 | 200 |  | planned_new | 4 | Hybrid 400 MW Solar, 200 MW Storage | 400 | CAISO_Hybrid | 0 | unknown | unknown_2029_8 | 0% | 1 | #N/A | 200 | ok | new_resolve | 1 | 1 | New_Hybrid_New_Hybrid_2023_Hybrid 400 MW Solar, 200 MW Storage | 0 | 0 | 1 | 1 | 1 | 1 | 1 | 1 | 1 | 1
SDCP | New_Hybrid | New_Hybrid_2023 | 2029 | 9 | 91.134 | 200 |  | planned_new | 4 | Hybrid 400 MW Solar, 200 MW Storage | 400 | CAISO_Hybrid | 0 | unknown | unknown_2029_9 | 0% | 1 | #N/A | 200 | ok | new_resolve | 1 | 1 | New_Hybrid_New_Hybrid_2023_Hybrid 400 MW Solar, 200 MW Storage | 0 | 0 | 1 | 1 | 1 | 1 | 1 | 1 | 1 | 1
SDCP | New_Hybrid | New_Hybrid_2023 | 2029 | 10 | 81.0898 | 200 |  | planned_new | 4 | Hybrid 400 MW Solar, 200 MW Storage | 400 | CAISO_Hybrid | 0 | unknown | unknown_2029_10 | 0% | 1 | #N/A | 200 | ok | new_resolve | 1 | 1 | New_Hybrid_New_Hybrid_2023_Hybrid 400 MW Solar, 200 MW Storage | 0 | 0 | 1 | 1 | 1 | 1 | 1 | 1 | 1 | 1
SDCP | New_Hybrid | New_Hybrid_2023 | 2029 | 11 | 62.3234 | 200 |  | planned_new | 4 | Hybrid 400 MW Solar, 200 MW Storage | 400 | CAISO_Hybrid | 0 | unknown | unknown_2029_11 | 0% | 1 | #N/A | 200 | ok | new_resolve | 1 | 1 | New_Hybrid_New_Hybrid_2023_Hybrid 400 MW Solar, 200 MW Storage | 0 | 0 | 1 | 1 | 1 | 1 | 1 | 1 | 1 | 1
SDCP | New_Hybrid | New_Hybrid_2023 | 2029 | 12 | 55.203 | 200 |  | planned_new | 4 | Hybrid 400 MW Solar, 200 MW Storage | 400 | CAISO_Hybrid | 0 | unknown | unknown_2029_12 | 0% | 1 | #N/A | 200 | ok | new_resolve | 1 | 1 | New_Hybrid_New_Hybrid_2023_Hybrid 400 MW Solar, 200 MW Storage | 0 | 0 | 1 | 1 | 1 | 1 | 1 | 1 | 1 | 1
SDCP | New_Hybrid | New_Hybrid_2023 | 2030 | 1 | 60.4641 | 200 |  | planned_new | 4 | Hybrid 400 MW Solar, 200 MW Storage | 400 | CAISO_Hybrid | 0 | unknown | unknown_2030_1 | 0% | 1 | #N/A | 200 | ok | new_resolve | 1 | 1 | New_Hybrid_New_Hybrid_2023_Hybrid 400 MW Solar, 200 MW Storage | 0 | 0 | 1 | 1 | 1 | 1 | 1 | 1 | 1 | 1
SDCP | New_Hybrid | New_Hybrid_2023 | 2030 | 2 | 68.4099 | 200 |  | planned_new | 4 | Hybrid 400 MW Solar, 200 MW Storage | 400 | CAISO_Hybrid | 0 | unknown | unknown_2030_2 | 0% | 1 | #N/A | 200 | ok | new_resolve | 1 | 1 | New_Hybrid_New_Hybrid_2023_Hybrid 400 MW Solar, 200 MW Storage | 0 | 0 | 1 | 1 | 1 | 1 | 1 | 1 | 1 | 1
SDCP | New_Hybrid | New_Hybrid_2023 | 2030 | 3 | 94.9743 | 200 |  | planned_new | 4 | Hybrid 400 MW Solar, 200 MW Storage | 400 | CAISO_Hybrid | 0 | unknown | unknown_2030_3 | 0% | 1 | #N/A | 200 | ok | new_resolve | 1 | 1 | New_Hybrid_New_Hybrid_2023_Hybrid 400 MW Solar, 200 MW Storage | 0 | 0 | 1 | 1 | 1 | 1 | 1 | 1 | 1 | 1
SDCP | New_Hybrid | New_Hybrid_2023 | 2030 | 4 | 103.4831 | 200 |  | planned_new | 4 | Hybrid 400 MW Solar, 200 MW Storage | 400 | CAISO_Hybrid | 0 | unknown | unknown_2030_4 | 0% | 1 | #N/A | 200 | ok | new_resolve | 1 | 1 | New_Hybrid_New_Hybrid_2023_Hybrid 400 MW Solar, 200 MW Storage | 0 | 0 | 1 | 1 | 1 | 1 | 1 | 1 | 1 | 1
SDCP | New_Hybrid | New_Hybrid_2023 | 2030 | 5 | 113.7569 | 200 |  | planned_new | 4 | Hybrid 400 MW Solar, 200 MW Storage | 400 | CAISO_Hybrid | 0 | unknown | unknown_2030_5 | 0% | 1 | #N/A | 200 | ok | new_resolve | 1 | 1 | New_Hybrid_New_Hybrid_2023_Hybrid 400 MW Solar, 200 MW Storage | 0 | 0 | 1 | 1 | 1 | 1 | 1 | 1 | 1 | 1
SDCP | New_Hybrid | New_Hybrid_2023 | 2030 | 6 | 110.9268 | 200 |  | planned_new | 4 | Hybrid 400 MW Solar, 200 MW Storage | 400 | CAISO_Hybrid | 0 | unknown | unknown_2030_6 | 0% | 1 | #N/A | 200 | ok | new_resolve | 1 | 1 | New_Hybrid_New_Hybrid_2023_Hybrid 400 MW Solar, 200 MW Storage | 0 | 0 | 1 | 1 | 1 | 1 | 1 | 1 | 1 | 1
SDCP | New_Hybrid | New_Hybrid_2023 | 2030 | 7 | 106.2333 | 200 |  | planned_new | 4 | Hybrid 400 MW Solar, 200 MW Storage | 400 | CAISO_Hybrid | 0 | unknown | unknown_2030_7 | 0% | 1 | #N/A | 200 | ok | new_resolve | 1 | 1 | New_Hybrid_New_Hybrid_2023_Hybrid 400 MW Solar, 200 MW Storage | 0 | 0 | 1 | 1 | 1 | 1 | 1 | 1 | 1 | 1
SDCP | New_Hybrid | New_Hybrid_2023 | 2030 | 8 | 103.2015 | 200 |  | planned_new | 4 | Hybrid 400 MW Solar, 200 MW Storage | 400 | CAISO_Hybrid | 0 | unknown | unknown_2030_8 | 0% | 1 | #N/A | 200 | ok | new_resolve | 1 | 1 | New_Hybrid_New_Hybrid_2023_Hybrid 400 MW Solar, 200 MW Storage | 0 | 0 | 1 | 1 | 1 | 1 | 1 | 1 | 1 | 1
SDCP | New_Hybrid | New_Hybrid_2023 | 2030 | 9 | 91.134 | 200 |  | planned_new | 4 | Hybrid 400 MW Solar, 200 MW Storage | 400 | CAISO_Hybrid | 0 | unknown | unknown_2030_9 | 0% | 1 | #N/A | 200 | ok | new_resolve | 1 | 1 | New_Hybrid_New_Hybrid_2023_Hybrid 400 MW Solar, 200 MW Storage | 0 | 0 | 1 | 1 | 1 | 1 | 1 | 1 | 1 | 1
SDCP | New_Hybrid | New_Hybrid_2023 | 2030 | 10 | 81.0898 | 200 |  | planned_new | 4 | Hybrid 400 MW Solar, 200 MW Storage | 400 | CAISO_Hybrid | 0 | unknown | unknown_2030_10 | 0% | 1 | #N/A | 200 | ok | new_resolve | 1 | 1 | New_Hybrid_New_Hybrid_2023_Hybrid 400 MW Solar, 200 MW Storage | 0 | 0 | 1 | 1 | 1 | 1 | 1 | 1 | 1 | 1
SDCP | New_Hybrid | New_Hybrid_2023 | 2030 | 11 | 62.3234 | 200 |  | planned_new | 4 | Hybrid 400 MW Solar, 200 MW Storage | 400 | CAISO_Hybrid | 0 | unknown | unknown_2030_11 | 0% | 1 | #N/A | 200 | ok | new_resolve | 1 | 1 | New_Hybrid_New_Hybrid_2023_Hybrid 400 MW Solar, 200 MW Storage | 0 | 0 | 1 | 1 | 1 | 1 | 1 | 1 | 1 | 1
SDCP | New_Hybrid | New_Hybrid_2023 | 2030 | 12 | 55.203 | 200 |  | planned_new | 4 | Hybrid 400 MW Solar, 200 MW Storage | 400 | CAISO_Hybrid | 0 | unknown | unknown_2030_12 | 0% | 1 | #N/A | 200 | ok | new_resolve | 1 | 1 | New_Hybrid_New_Hybrid_2023_Hybrid 400 MW Solar, 200 MW Storage | 0 | 0 | 1 | 1 | 1 | 1 | 1 | 1 | 1 | 1
SDCP | New_Hybrid | New_Hybrid_2025 | 2025 | 1 | 15.116 | 50 |  | planned_new | 4 | Hybrid 100 MW Solar, 50 MW Storage | 100 | CAISO_Hybrid | 0 | unknown | unknown_2025_1 | 0% | 1 | #N/A | 50 | ok | new_resolve | 1 | 1 | New_Hybrid_New_Hybrid_2025_Hybrid 100 MW Solar, 50 MW Storage | 1 | 5 | 1 | 1 | 1 | 1 | 1 | 1 | 1 | 1
SDCP | New_Hybrid | New_Hybrid_2025 | 2025 | 2 | 17.1025 | 50 |  | planned_new | 4 | Hybrid 100 MW Solar, 50 MW Storage | 100 | CAISO_Hybrid | 0 | unknown | unknown_2025_2 | 0% | 1 | #N/A | 50 | ok | new_resolve | 1 | 1 | New_Hybrid_New_Hybrid_2025_Hybrid 100 MW Solar, 50 MW Storage | 0 | 0 | 1 | 1 | 1 | 1 | 1 | 1 | 1 | 1
SDCP | New_Hybrid | New_Hybrid_2025 | 2025 | 3 | 23.7436 | 50 |  | planned_new | 4 | Hybrid 100 MW Solar, 50 MW Storage | 100 | CAISO_Hybrid | 0 | unknown | unknown_2025_3 | 0% | 1 | #N/A | 50 | ok | new_resolve | 1 | 1 | New_Hybrid_New_Hybrid_2025_Hybrid 100 MW Solar, 50 MW Storage | 0 | 0 | 1 | 1 | 1 | 1 | 1 | 1 | 1 | 1
SDCP | New_Hybrid | New_Hybrid_2025 | 2025 | 4 | 25.8708 | 50 |  | planned_new | 4 | Hybrid 100 MW Solar, 50 MW Storage | 100 | CAISO_Hybrid | 0 | unknown | unknown_2025_4 | 0% | 1 | #N/A | 50 | ok | new_resolve | 1 | 1 | New_Hybrid_New_Hybrid_2025_Hybrid 100 MW Solar, 50 MW Storage | 0 | 0 | 1 | 1 | 1 | 1 | 1 | 1 | 1 | 1
SDCP | New_Hybrid | New_Hybrid_2025 | 2025 | 5 | 28.4392 | 50 |  | planned_new | 4 | Hybrid 100 MW Solar, 50 MW Storage | 100 | CAISO_Hybrid | 0 | unknown | unknown_2025_5 | 0% | 1 | #N/A | 50 | ok | new_resolve | 1 | 1 | New_Hybrid_New_Hybrid_2025_Hybrid 100 MW Solar, 50 MW Storage | 0 | 0 | 1 | 1 | 1 | 1 | 1 | 1 | 1 | 1
SDCP | New_Hybrid | New_Hybrid_2025 | 2025 | 6 | 27.7317 | 50 |  | planned_new | 4 | Hybrid 100 MW Solar, 50 MW Storage | 100 | CAISO_Hybrid | 0 | unknown | unknown_2025_6 | 0% | 1 | #N/A | 50 | ok | new_resolve | 1 | 1 | New_Hybrid_New_Hybrid_2025_Hybrid 100 MW Solar, 50 MW Storage | 0 | 0 | 1 | 1 | 1 | 1 | 1 | 1 | 1 | 1
SDCP | New_Hybrid | New_Hybrid_2025 | 2025 | 7 | 26.5583 | 50 |  | planned_new | 4 | Hybrid 100 MW Solar, 50 MW Storage | 100 | CAISO_Hybrid | 0 | unknown | unknown_2025_7 | 0% | 1 | #N/A | 50 | ok | new_resolve | 1 | 1 | New_Hybrid_New_Hybrid_2025_Hybrid 100 MW Solar, 50 MW Storage | 0 | 0 | 1 | 1 | 1 | 1 | 1 | 1 | 1 | 1
SDCP | New_Hybrid | New_Hybrid_2025 | 2025 | 8 | 25.8004 | 50 |  | planned_new | 4 | Hybrid 100 MW Solar, 50 MW Storage | 100 | CAISO_Hybrid | 0 | unknown | unknown_2025_8 | 0% | 1 | #N/A | 50 | ok | new_resolve | 1 | 1 | New_Hybrid_New_Hybrid_2025_Hybrid 100 MW Solar, 50 MW Storage | 0 | 0 | 1 | 1 | 1 | 1 | 1 | 1 | 1 | 1
SDCP | New_Hybrid | New_Hybrid_2025 | 2025 | 9 | 22.7835 | 50 |  | planned_new | 4 | Hybrid 100 MW Solar, 50 MW Storage | 100 | CAISO_Hybrid | 0 | unknown | unknown_2025_9 | 0% | 1 | #N/A | 50 | ok | new_resolve | 1 | 1 | New_Hybrid_New_Hybrid_2025_Hybrid 100 MW Solar, 50 MW Storage | 0 | 0 | 1 | 1 | 1 | 1 | 1 | 1 | 1 | 1
SDCP | New_Hybrid | New_Hybrid_2025 | 2025 | 10 | 20.2724 | 50 |  | planned_new | 4 | Hybrid 100 MW Solar, 50 MW Storage | 100 | CAISO_Hybrid | 0 | unknown | unknown_2025_10 | 0% | 1 | #N/A | 50 | ok | new_resolve | 1 | 1 | New_Hybrid_New_Hybrid_2025_Hybrid 100 MW Solar, 50 MW Storage | 0 | 0 | 1 | 1 | 1 | 1 | 1 | 1 | 1 | 1
SDCP | New_Hybrid | New_Hybrid_2025 | 2025 | 11 | 15.5808 | 50 |  | planned_new | 4 | Hybrid 100 MW Solar, 50 MW Storage | 100 | CAISO_Hybrid | 0 | unknown | unknown_2025_11 | 0% | 1 | #N/A | 50 | ok | new_resolve | 1 | 1 | New_Hybrid_New_Hybrid_2025_Hybrid 100 MW Solar, 50 MW Storage | 0 | 0 | 1 | 1 | 1 | 1 | 1 | 1 | 1 | 1
SDCP | New_Hybrid | New_Hybrid_2025 | 2025 | 12 | 13.8007 | 50 |  | planned_new | 4 | Hybrid 100 MW Solar, 50 MW Storage | 100 | CAISO_Hybrid | 0 | unknown | unknown_2025_12 | 0% | 1 | #N/A | 50 | ok | new_resolve | 1 | 1 | New_Hybrid_New_Hybrid_2025_Hybrid 100 MW Solar, 50 MW Storage | 0 | 0 | 1 | 1 | 1 | 1 | 1 | 1 | 1 | 1
SDCP | New_Hybrid | New_Hybrid_2025 | 2026 | 1 | 15.116 | 50 |  | planned_new | 4 | Hybrid 100 MW Solar, 50 MW Storage | 100 | CAISO_Hybrid | 0 | unknown | unknown_2026_1 | 0% | 1 | #N/A | 50 | ok | new_resolve | 1 | 1 | New_Hybrid_New_Hybrid_2025_Hybrid 100 MW Solar, 50 MW Storage | 0 | 0 | 1 | 1 | 1 | 1 | 1 | 1 | 1 | 1
SDCP | New_Hybrid | New_Hybrid_2025 | 2026 | 2 | 17.1025 | 50 |  | planned_new | 4 | Hybrid 100 MW Solar, 50 MW Storage | 100 | CAISO_Hybrid | 0 | unknown | unknown_2026_2 | 0% | 1 | #N/A | 50 | ok | new_resolve | 1 | 1 | New_Hybrid_New_Hybrid_2025_Hybrid 100 MW Solar, 50 MW Storage | 0 | 0 | 1 | 1 | 1 | 1 | 1 | 1 | 1 | 1
SDCP | New_Hybrid | New_Hybrid_2025 | 2026 | 3 | 23.7436 | 50 |  | planned_new | 4 | Hybrid 100 MW Solar, 50 MW Storage | 100 | CAISO_Hybrid | 0 | unknown | unknown_2026_3 | 0% | 1 | #N/A | 50 | ok | new_resolve | 1 | 1 | New_Hybrid_New_Hybrid_2025_Hybrid 100 MW Solar, 50 MW Storage | 0 | 0 | 1 | 1 | 1 | 1 | 1 | 1 | 1 | 1
SDCP | New_Hybrid | New_Hybrid_2025 | 2026 | 4 | 25.8708 | 50 |  | planned_new | 4 | Hybrid 100 MW Solar, 50 MW Storage | 100 | CAISO_Hybrid | 0 | unknown | unknown_2026_4 | 0% | 1 | #N/A | 50 | ok | new_resolve | 1 | 1 | New_Hybrid_New_Hybrid_2025_Hybrid 100 MW Solar, 50 MW Storage | 0 | 0 | 1 | 1 | 1 | 1 | 1 | 1 | 1 | 1
SDCP | New_Hybrid | New_Hybrid_2025 | 2026 | 5 | 28.4392 | 50 |  | planned_new | 4 | Hybrid 100 MW Solar, 50 MW Storage | 100 | CAISO_Hybrid | 0 | unknown | unknown_2026_5 | 0% | 1 | #N/A | 50 | ok | new_resolve | 1 | 1 | New_Hybrid_New_Hybrid_2025_Hybrid 100 MW Solar, 50 MW Storage | 0 | 0 | 1 | 1 | 1 | 1 | 1 | 1 | 1 | 1
SDCP | New_Hybrid | New_Hybrid_2025 | 2026 | 6 | 27.7317 | 50 |  | planned_new | 4 | Hybrid 100 MW Solar, 50 MW Storage | 100 | CAISO_Hybrid | 0 | unknown | unknown_2026_6 | 0% | 1 | #N/A | 50 | ok | new_resolve | 1 | 1 | New_Hybrid_New_Hybrid_2025_Hybrid 100 MW Solar, 50 MW Storage | 0 | 0 | 1 | 1 | 1 | 1 | 1 | 1 | 1 | 1
SDCP | New_Hybrid | New_Hybrid_2025 | 2026 | 7 | 26.5583 | 50 |  | planned_new | 4 | Hybrid 100 MW Solar, 50 MW Storage | 100 | CAISO_Hybrid | 0 | unknown | unknown_2026_7 | 0% | 1 | #N/A | 50 | ok | new_resolve | 1 | 1 | New_Hybrid_New_Hybrid_2025_Hybrid 100 MW Solar, 50 MW Storage | 0 | 0 | 1 | 1 | 1 | 1 | 1 | 1 | 1 | 1
SDCP | New_Hybrid | New_Hybrid_2025 | 2026 | 8 | 25.8004 | 50 |  | planned_new | 4 | Hybrid 100 MW Solar, 50 MW Storage | 100 | CAISO_Hybrid | 0 | unknown | unknown_2026_8 | 0% | 1 | #N/A | 50 | ok | new_resolve | 1 | 1 | New_Hybrid_New_Hybrid_2025_Hybrid 100 MW Solar, 50 MW Storage | 0 | 0 | 1 | 1 | 1 | 1 | 1 | 1 | 1 | 1
SDCP | New_Hybrid | New_Hybrid_2025 | 2026 | 9 | 22.7835 | 50 |  | planned_new | 4 | Hybrid 100 MW Solar, 50 MW Storage | 100 | CAISO_Hybrid | 0 | unknown | unknown_2026_9 | 0% | 1 | #N/A | 50 | ok | new_resolve | 1 | 1 | New_Hybrid_New_Hybrid_2025_Hybrid 100 MW Solar, 50 MW Storage | 0 | 0 | 1 | 1 | 1 | 1 | 1 | 1 | 1 | 1
SDCP | New_Hybrid | New_Hybrid_2025 | 2026 | 10 | 20.2724 | 50 |  | planned_new | 4 | Hybrid 100 MW Solar, 50 MW Storage | 100 | CAISO_Hybrid | 0 | unknown | unknown_2026_10 | 0% | 1 | #N/A | 50 | ok | new_resolve | 1 | 1 | New_Hybrid_New_Hybrid_2025_Hybrid 100 MW Solar, 50 MW Storage | 0 | 0 | 1 | 1 | 1 | 1 | 1 | 1 | 1 | 1
SDCP | New_Hybrid | New_Hybrid_2025 | 2026 | 11 | 15.5808 | 50 |  | planned_new | 4 | Hybrid 100 MW Solar, 50 MW Storage | 100 | CAISO_Hybrid | 0 | unknown | unknown_2026_11 | 0% | 1 | #N/A | 50 | ok | new_resolve | 1 | 1 | New_Hybrid_New_Hybrid_2025_Hybrid 100 MW Solar, 50 MW Storage | 0 | 0 | 1 | 1 | 1 | 1 | 1 | 1 | 1 | 1
SDCP | New_Hybrid | New_Hybrid_2025 | 2026 | 12 | 13.8007 | 50 |  | planned_new | 4 | Hybrid 100 MW Solar, 50 MW Storage | 100 | CAISO_Hybrid | 0 | unknown | unknown_2026_12 | 0% | 1 | #N/A | 50 | ok | new_resolve | 1 | 1 | New_Hybrid_New_Hybrid_2025_Hybrid 100 MW Solar, 50 MW Storage | 0 | 0 | 1 | 1 | 1 | 1 | 1 | 1 | 1 | 1
SDCP | New_Hybrid | New_Hybrid_2025 | 2027 | 1 | 15.116 | 50 |  | planned_new | 4 | Hybrid 100 MW Solar, 50 MW Storage | 100 | CAISO_Hybrid | 0 | unknown | unknown_2027_1 | 0% | 1 | #N/A | 50 | ok | new_resolve | 1 | 1 | New_Hybrid_New_Hybrid_2025_Hybrid 100 MW Solar, 50 MW Storage | 0 | 0 | 1 | 1 | 1 | 1 | 1 | 1 | 1 | 1
SDCP | New_Hybrid | New_Hybrid_2025 | 2027 | 2 | 17.1025 | 50 |  | planned_new | 4 | Hybrid 100 MW Solar, 50 MW Storage | 100 | CAISO_Hybrid | 0 | unknown | unknown_2027_2 | 0% | 1 | #N/A | 50 | ok | new_resolve | 1 | 1 | New_Hybrid_New_Hybrid_2025_Hybrid 100 MW Solar, 50 MW Storage | 0 | 0 | 1 | 1 | 1 | 1 | 1 | 1 | 1 | 1
SDCP | New_Hybrid | New_Hybrid_2025 | 2027 | 3 | 23.7436 | 50 |  | planned_new | 4 | Hybrid 100 MW Solar, 50 MW Storage | 100 | CAISO_Hybrid | 0 | unknown | unknown_2027_3 | 0% | 1 | #N/A | 50 | ok | new_resolve | 1 | 1 | New_Hybrid_New_Hybrid_2025_Hybrid 100 MW Solar, 50 MW Storage | 0 | 0 | 1 | 1 | 1 | 1 | 1 | 1 | 1 | 1
SDCP | New_Hybrid | New_Hybrid_2025 | 2027 | 4 | 25.8708 | 50 |  | planned_new | 4 | Hybrid 100 MW Solar, 50 MW Storage | 100 | CAISO_Hybrid | 0 | unknown | unknown_2027_4 | 0% | 1 | #N/A | 50 | ok | new_resolve | 1 | 1 | New_Hybrid_New_Hybrid_2025_Hybrid 100 MW Solar, 50 MW Storage | 0 | 0 | 1 | 1 | 1 | 1 | 1 | 1 | 1 | 1
SDCP | New_Hybrid | New_Hybrid_2025 | 2027 | 5 | 28.4392 | 50 |  | planned_new | 4 | Hybrid 100 MW Solar, 50 MW Storage | 100 | CAISO_Hybrid | 0 | unknown | unknown_2027_5 | 0% | 1 | #N/A | 50 | ok | new_resolve | 1 | 1 | New_Hybrid_New_Hybrid_2025_Hybrid 100 MW Solar, 50 MW Storage | 0 | 0 | 1 | 1 | 1 | 1 | 1 | 1 | 1 | 1
SDCP | New_Hybrid | New_Hybrid_2025 | 2027 | 6 | 27.7317 | 50 |  | planned_new | 4 | Hybrid 100 MW Solar, 50 MW Storage | 100 | CAISO_Hybrid | 0 | unknown | unknown_2027_6 | 0% | 1 | #N/A | 50 | ok | new_resolve | 1 | 1 | New_Hybrid_New_Hybrid_2025_Hybrid 100 MW Solar, 50 MW Storage | 0 | 0 | 1 | 1 | 1 | 1 | 1 | 1 | 1 | 1
SDCP | New_Hybrid | New_Hybrid_2025 | 2027 | 7 | 26.5583 | 50 |  | planned_new | 4 | Hybrid 100 MW Solar, 50 MW Storage | 100 | CAISO_Hybrid | 0 | unknown | unknown_2027_7 | 0% | 1 | #N/A | 50 | ok | new_resolve | 1 | 1 | New_Hybrid_New_Hybrid_2025_Hybrid 100 MW Solar, 50 MW Storage | 0 | 0 | 1 | 1 | 1 | 1 | 1 | 1 | 1 | 1
SDCP | New_Hybrid | New_Hybrid_2025 | 2027 | 8 | 25.8004 | 50 |  | planned_new | 4 | Hybrid 100 MW Solar, 50 MW Storage | 100 | CAISO_Hybrid | 0 | unknown | unknown_2027_8 | 0% | 1 | #N/A | 50 | ok | new_resolve | 1 | 1 | New_Hybrid_New_Hybrid_2025_Hybrid 100 MW Solar, 50 MW Storage | 0 | 0 | 1 | 1 | 1 | 1 | 1 | 1 | 1 | 1
SDCP | New_Hybrid | New_Hybrid_2025 | 2027 | 9 | 22.7835 | 50 |  | planned_new | 4 | Hybrid 100 MW Solar, 50 MW Storage | 100 | CAISO_Hybrid | 0 | unknown | unknown_2027_9 | 0% | 1 | #N/A | 50 | ok | new_resolve | 1 | 1 | New_Hybrid_New_Hybrid_2025_Hybrid 100 MW Solar, 50 MW Storage | 0 | 0 | 1 | 1 | 1 | 1 | 1 | 1 | 1 | 1
SDCP | New_Hybrid | New_Hybrid_2025 | 2027 | 10 | 20.2724 | 50 |  | planned_new | 4 | Hybrid 100 MW Solar, 50 MW Storage | 100 | CAISO_Hybrid | 0 | unknown | unknown_2027_10 | 0% | 1 | #N/A | 50 | ok | new_resolve | 1 | 1 | New_Hybrid_New_Hybrid_2025_Hybrid 100 MW Solar, 50 MW Storage | 0 | 0 | 1 | 1 | 1 | 1 | 1 | 1 | 1 | 1
SDCP | New_Hybrid | New_Hybrid_2025 | 2027 | 11 | 15.5808 | 50 |  | planned_new | 4 | Hybrid 100 MW Solar, 50 MW Storage | 100 | CAISO_Hybrid | 0 | unknown | unknown_2027_11 | 0% | 1 | #N/A | 50 | ok | new_resolve | 1 | 1 | New_Hybrid_New_Hybrid_2025_Hybrid 100 MW Solar, 50 MW Storage | 0 | 0 | 1 | 1 | 1 | 1 | 1 | 1 | 1 | 1
SDCP | New_Hybrid | New_Hybrid_2025 | 2027 | 12 | 13.8007 | 50 |  | planned_new | 4 | Hybrid 100 MW Solar, 50 MW Storage | 100 | CAISO_Hybrid | 0 | unknown | unknown_2027_12 | 0% | 1 | #N/A | 50 | ok | new_resolve | 1 | 1 | New_Hybrid_New_Hybrid_2025_Hybrid 100 MW Solar, 50 MW Storage | 0 | 0 | 1 | 1 | 1 | 1 | 1 | 1 | 1 | 1
SDCP | New_Hybrid | New_Hybrid_2025 | 2028 | 1 | 15.116 | 50 |  | planned_new | 4 | Hybrid 100 MW Solar, 50 MW Storage | 100 | CAISO_Hybrid | 0 | unknown | unknown_2028_1 | 0% | 1 | #N/A | 50 | ok | new_resolve | 1 | 1 | New_Hybrid_New_Hybrid_2025_Hybrid 100 MW Solar, 50 MW Storage | 0 | 0 | 1 | 1 | 1 | 1 | 1 | 1 | 1 | 1
SDCP | New_Hybrid | New_Hybrid_2025 | 2028 | 2 | 17.1025 | 50 |  | planned_new | 4 | Hybrid 100 MW Solar, 50 MW Storage | 100 | CAISO_Hybrid | 0 | unknown | unknown_2028_2 | 0% | 1 | #N/A | 50 | ok | new_resolve | 1 | 1 | New_Hybrid_New_Hybrid_2025_Hybrid 100 MW Solar, 50 MW Storage | 0 | 0 | 1 | 1 | 1 | 1 | 1 | 1 | 1 | 1
SDCP | New_Hybrid | New_Hybrid_2025 | 2028 | 3 | 23.7436 | 50 |  | planned_new | 4 | Hybrid 100 MW Solar, 50 MW Storage | 100 | CAISO_Hybrid | 0 | unknown | unknown_2028_3 | 0% | 1 | #N/A | 50 | ok | new_resolve | 1 | 1 | New_Hybrid_New_Hybrid_2025_Hybrid 100 MW Solar, 50 MW Storage | 0 | 0 | 1 | 1 | 1 | 1 | 1 | 1 | 1 | 1
SDCP | New_Hybrid | New_Hybrid_2025 | 2028 | 4 | 25.8708 | 50 |  | planned_new | 4 | Hybrid 100 MW Solar, 50 MW Storage | 100 | CAISO_Hybrid | 0 | unknown | unknown_2028_4 | 0% | 1 | #N/A | 50 | ok | new_resolve | 1 | 1 | New_Hybrid_New_Hybrid_2025_Hybrid 100 MW Solar, 50 MW Storage | 0 | 0 | 1 | 1 | 1 | 1 | 1 | 1 | 1 | 1
SDCP | New_Hybrid | New_Hybrid_2025 | 2028 | 5 | 28.4392 | 50 |  | planned_new | 4 | Hybrid 100 MW Solar, 50 MW Storage | 100 | CAISO_Hybrid | 0 | unknown | unknown_2028_5 | 0% | 1 | #N/A | 50 | ok | new_resolve | 1 | 1 | New_Hybrid_New_Hybrid_2025_Hybrid 100 MW Solar, 50 MW Storage | 0 | 0 | 1 | 1 | 1 | 1 | 1 | 1 | 1 | 1
SDCP | New_Hybrid | New_Hybrid_2025 | 2028 | 6 | 27.7317 | 50 |  | planned_new | 4 | Hybrid 100 MW Solar, 50 MW Storage | 100 | CAISO_Hybrid | 0 | unknown | unknown_2028_6 | 0% | 1 | #N/A | 50 | ok | new_resolve | 1 | 1 | New_Hybrid_New_Hybrid_2025_Hybrid 100 MW Solar, 50 MW Storage | 0 | 0 | 1 | 1 | 1 | 1 | 1 | 1 | 1 | 1
SDCP | New_Hybrid | New_Hybrid_2025 | 2028 | 7 | 26.5583 | 50 |  | planned_new | 4 | Hybrid 100 MW Solar, 50 MW Storage | 100 | CAISO_Hybrid | 0 | unknown | unknown_2028_7 | 0% | 1 | #N/A | 50 | ok | new_resolve | 1 | 1 | New_Hybrid_New_Hybrid_2025_Hybrid 100 MW Solar, 50 MW Storage | 0 | 0 | 1 | 1 | 1 | 1 | 1 | 1 | 1 | 1
SDCP | New_Hybrid | New_Hybrid_2025 | 2028 | 8 | 25.8004 | 50 |  | planned_new | 4 | Hybrid 100 MW Solar, 50 MW Storage | 100 | CAISO_Hybrid | 0 | unknown | unknown_2028_8 | 0% | 1 | #N/A | 50 | ok | new_resolve | 1 | 1 | New_Hybrid_New_Hybrid_2025_Hybrid 100 MW Solar, 50 MW Storage | 0 | 0 | 1 | 1 | 1 | 1 | 1 | 1 | 1 | 1
SDCP | New_Hybrid | New_Hybrid_2025 | 2028 | 9 | 22.7835 | 50 |  | planned_new | 4 | Hybrid 100 MW Solar, 50 MW Storage | 100 | CAISO_Hybrid | 0 | unknown | unknown_2028_9 | 0% | 1 | #N/A | 50 | ok | new_resolve | 1 | 1 | New_Hybrid_New_Hybrid_2025_Hybrid 100 MW Solar, 50 MW Storage | 0 | 0 | 1 | 1 | 1 | 1 | 1 | 1 | 1 | 1
SDCP | New_Hybrid | New_Hybrid_2025 | 2028 | 10 | 20.2724 | 50 |  | planned_new | 4 | Hybrid 100 MW Solar, 50 MW Storage | 100 | CAISO_Hybrid | 0 | unknown | unknown_2028_10 | 0% | 1 | #N/A | 50 | ok | new_resolve | 1 | 1 | New_Hybrid_New_Hybrid_2025_Hybrid 100 MW Solar, 50 MW Storage | 0 | 0 | 1 | 1 | 1 | 1 | 1 | 1 | 1 | 1
SDCP | New_Hybrid | New_Hybrid_2025 | 2028 | 11 | 15.5808 | 50 |  | planned_new | 4 | Hybrid 100 MW Solar, 50 MW Storage | 100 | CAISO_Hybrid | 0 | unknown | unknown_2028_11 | 0% | 1 | #N/A | 50 | ok | new_resolve | 1 | 1 | New_Hybrid_New_Hybrid_2025_Hybrid 100 MW Solar, 50 MW Storage | 0 | 0 | 1 | 1 | 1 | 1 | 1 | 1 | 1 | 1
SDCP | New_Hybrid | New_Hybrid_2025 | 2028 | 12 | 13.8007 | 50 |  | planned_new | 4 | Hybrid 100 MW Solar, 50 MW Storage | 100 | CAISO_Hybrid | 0 | unknown | unknown_2028_12 | 0% | 1 | #N/A | 50 | ok | new_resolve | 1 | 1 | New_Hybrid_New_Hybrid_2025_Hybrid 100 MW Solar, 50 MW Storage | 0 | 0 | 1 | 1 | 1 | 1 | 1 | 1 | 1 | 1
SDCP | New_Hybrid | New_Hybrid_2025 | 2029 | 1 | 15.116 | 50 |  | planned_new | 4 | Hybrid 100 MW Solar, 50 MW Storage | 100 | CAISO_Hybrid | 0 | unknown | unknown_2029_1 | 0% | 1 | #N/A | 50 | ok | new_resolve | 1 | 1 | New_Hybrid_New_Hybrid_2025_Hybrid 100 MW Solar, 50 MW Storage | 0 | 0 | 1 | 1 | 1 | 1 | 1 | 1 | 1 | 1
SDCP | New_Hybrid | New_Hybrid_2025 | 2029 | 2 | 17.1025 | 50 |  | planned_new | 4 | Hybrid 100 MW Solar, 50 MW Storage | 100 | CAISO_Hybrid | 0 | unknown | unknown_2029_2 | 0% | 1 | #N/A | 50 | ok | new_resolve | 1 | 1 | New_Hybrid_New_Hybrid_2025_Hybrid 100 MW Solar, 50 MW Storage | 0 | 0 | 1 | 1 | 1 | 1 | 1 | 1 | 1 | 1
SDCP | New_Hybrid | New_Hybrid_2025 | 2029 | 3 | 23.7436 | 50 |  | planned_new | 4 | Hybrid 100 MW Solar, 50 MW Storage | 100 | CAISO_Hybrid | 0 | unknown | unknown_2029_3 | 0% | 1 | #N/A | 50 | ok | new_resolve | 1 | 1 | New_Hybrid_New_Hybrid_2025_Hybrid 100 MW Solar, 50 MW Storage | 0 | 0 | 1 | 1 | 1 | 1 | 1 | 1 | 1 | 1
SDCP | New_Hybrid | New_Hybrid_2025 | 2029 | 4 | 25.8708 | 50 |  | planned_new | 4 | Hybrid 100 MW Solar, 50 MW Storage | 100 | CAISO_Hybrid | 0 | unknown | unknown_2029_4 | 0% | 1 | #N/A | 50 | ok | new_resolve | 1 | 1 | New_Hybrid_New_Hybrid_2025_Hybrid 100 MW Solar, 50 MW Storage | 0 | 0 | 1 | 1 | 1 | 1 | 1 | 1 | 1 | 1
SDCP | New_Hybrid | New_Hybrid_2025 | 2029 | 5 | 28.4392 | 50 |  | planned_new | 4 | Hybrid 100 MW Solar, 50 MW Storage | 100 | CAISO_Hybrid | 0 | unknown | unknown_2029_5 | 0% | 1 | #N/A | 50 | ok | new_resolve | 1 | 1 | New_Hybrid_New_Hybrid_2025_Hybrid 100 MW Solar, 50 MW Storage | 0 | 0 | 1 | 1 | 1 | 1 | 1 | 1 | 1 | 1
SDCP | New_Hybrid | New_Hybrid_2025 | 2029 | 6 | 27.7317 | 50 |  | planned_new | 4 | Hybrid 100 MW Solar, 50 MW Storage | 100 | CAISO_Hybrid | 0 | unknown | unknown_2029_6 | 0% | 1 | #N/A | 50 | ok | new_resolve | 1 | 1 | New_Hybrid_New_Hybrid_2025_Hybrid 100 MW Solar, 50 MW Storage | 0 | 0 | 1 | 1 | 1 | 1 | 1 | 1 | 1 | 1
SDCP | New_Hybrid | New_Hybrid_2025 | 2029 | 7 | 26.5583 | 50 |  | planned_new | 4 | Hybrid 100 MW Solar, 50 MW Storage | 100 | CAISO_Hybrid | 0 | unknown | unknown_2029_7 | 0% | 1 | #N/A | 50 | ok | new_resolve | 1 | 1 | New_Hybrid_New_Hybrid_2025_Hybrid 100 MW Solar, 50 MW Storage | 0 | 0 | 1 | 1 | 1 | 1 | 1 | 1 | 1 | 1
SDCP | New_Hybrid | New_Hybrid_2025 | 2029 | 8 | 25.8004 | 50 |  | planned_new | 4 | Hybrid 100 MW Solar, 50 MW Storage | 100 | CAISO_Hybrid | 0 | unknown | unknown_2029_8 | 0% | 1 | #N/A | 50 | ok | new_resolve | 1 | 1 | New_Hybrid_New_Hybrid_2025_Hybrid 100 MW Solar, 50 MW Storage | 0 | 0 | 1 | 1 | 1 | 1 | 1 | 1 | 1 | 1
SDCP | New_Hybrid | New_Hybrid_2025 | 2029 | 9 | 22.7835 | 50 |  | planned_new | 4 | Hybrid 100 MW Solar, 50 MW Storage | 100 | CAISO_Hybrid | 0 | unknown | unknown_2029_9 | 0% | 1 | #N/A | 50 | ok | new_resolve | 1 | 1 | New_Hybrid_New_Hybrid_2025_Hybrid 100 MW Solar, 50 MW Storage | 0 | 0 | 1 | 1 | 1 | 1 | 1 | 1 | 1 | 1
SDCP | New_Hybrid | New_Hybrid_2025 | 2029 | 10 | 20.2724 | 50 |  | planned_new | 4 | Hybrid 100 MW Solar, 50 MW Storage | 100 | CAISO_Hybrid | 0 | unknown | unknown_2029_10 | 0% | 1 | #N/A | 50 | ok | new_resolve | 1 | 1 | New_Hybrid_New_Hybrid_2025_Hybrid 100 MW Solar, 50 MW Storage | 0 | 0 | 1 | 1 | 1 | 1 | 1 | 1 | 1 | 1
SDCP | New_Hybrid | New_Hybrid_2025 | 2029 | 11 | 15.5808 | 50 |  | planned_new | 4 | Hybrid 100 MW Solar, 50 MW Storage | 100 | CAISO_Hybrid | 0 | unknown | unknown_2029_11 | 0% | 1 | #N/A | 50 | ok | new_resolve | 1 | 1 | New_Hybrid_New_Hybrid_2025_Hybrid 100 MW Solar, 50 MW Storage | 0 | 0 | 1 | 1 | 1 | 1 | 1 | 1 | 1 | 1
SDCP | New_Hybrid | New_Hybrid_2025 | 2029 | 12 | 13.8007 | 50 |  | planned_new | 4 | Hybrid 100 MW Solar, 50 MW Storage | 100 | CAISO_Hybrid | 0 | unknown | unknown_2029_12 | 0% | 1 | #N/A | 50 | ok | new_resolve | 1 | 1 | New_Hybrid_New_Hybrid_2025_Hybrid 100 MW Solar, 50 MW Storage | 0 | 0 | 1 | 1 | 1 | 1 | 1 | 1 | 1 | 1
SDCP | New_Hybrid | New_Hybrid_2025 | 2030 | 1 | 15.116 | 50 |  | planned_new | 4 | Hybrid 100 MW Solar, 50 MW Storage | 100 | CAISO_Hybrid | 0 | unknown | unknown_2030_1 | 0% | 1 | #N/A | 50 | ok | new_resolve | 1 | 1 | New_Hybrid_New_Hybrid_2025_Hybrid 100 MW Solar, 50 MW Storage | 0 | 0 | 1 | 1 | 1 | 1 | 1 | 1 | 1 | 1
SDCP | New_Hybrid | New_Hybrid_2025 | 2030 | 2 | 17.1025 | 50 |  | planned_new | 4 | Hybrid 100 MW Solar, 50 MW Storage | 100 | CAISO_Hybrid | 0 | unknown | unknown_2030_2 | 0% | 1 | #N/A | 50 | ok | new_resolve | 1 | 1 | New_Hybrid_New_Hybrid_2025_Hybrid 100 MW Solar, 50 MW Storage | 0 | 0 | 1 | 1 | 1 | 1 | 1 | 1 | 1 | 1
SDCP | New_Hybrid | New_Hybrid_2025 | 2030 | 3 | 23.7436 | 50 |  | planned_new | 4 | Hybrid 100 MW Solar, 50 MW Storage | 100 | CAISO_Hybrid | 0 | unknown | unknown_2030_3 | 0% | 1 | #N/A | 50 | ok | new_resolve | 1 | 1 | New_Hybrid_New_Hybrid_2025_Hybrid 100 MW Solar, 50 MW Storage | 0 | 0 | 1 | 1 | 1 | 1 | 1 | 1 | 1 | 1
SDCP | New_Hybrid | New_Hybrid_2025 | 2030 | 4 | 25.8708 | 50 |  | planned_new | 4 | Hybrid 100 MW Solar, 50 MW Storage | 100 | CAISO_Hybrid | 0 | unknown | unknown_2030_4 | 0% | 1 | #N/A | 50 | ok | new_resolve | 1 | 1 | New_Hybrid_New_Hybrid_2025_Hybrid 100 MW Solar, 50 MW Storage | 0 | 0 | 1 | 1 | 1 | 1 | 1 | 1 | 1 | 1
SDCP | New_Hybrid | New_Hybrid_2025 | 2030 | 5 | 28.4392 | 50 |  | planned_new | 4 | Hybrid 100 MW Solar, 50 MW Storage | 100 | CAISO_Hybrid | 0 | unknown | unknown_2030_5 | 0% | 1 | #N/A | 50 | ok | new_resolve | 1 | 1 | New_Hybrid_New_Hybrid_2025_Hybrid 100 MW Solar, 50 MW Storage | 0 | 0 | 1 | 1 | 1 | 1 | 1 | 1 | 1 | 1
SDCP | New_Hybrid | New_Hybrid_2025 | 2030 | 6 | 27.7317 | 50 |  | planned_new | 4 | Hybrid 100 MW Solar, 50 MW Storage | 100 | CAISO_Hybrid | 0 | unknown | unknown_2030_6 | 0% | 1 | #N/A | 50 | ok | new_resolve | 1 | 1 | New_Hybrid_New_Hybrid_2025_Hybrid 100 MW Solar, 50 MW Storage | 0 | 0 | 1 | 1 | 1 | 1 | 1 | 1 | 1 | 1
SDCP | New_Hybrid | New_Hybrid_2025 | 2030 | 7 | 26.5583 | 50 |  | planned_new | 4 | Hybrid 100 MW Solar, 50 MW Storage | 100 | CAISO_Hybrid | 0 | unknown | unknown_2030_7 | 0% | 1 | #N/A | 50 | ok | new_resolve | 1 | 1 | New_Hybrid_New_Hybrid_2025_Hybrid 100 MW Solar, 50 MW Storage | 0 | 0 | 1 | 1 | 1 | 1 | 1 | 1 | 1 | 1
SDCP | New_Hybrid | New_Hybrid_2025 | 2030 | 8 | 25.8004 | 50 |  | planned_new | 4 | Hybrid 100 MW Solar, 50 MW Storage | 100 | CAISO_Hybrid | 0 | unknown | unknown_2030_8 | 0% | 1 | #N/A | 50 | ok | new_resolve | 1 | 1 | New_Hybrid_New_Hybrid_2025_Hybrid 100 MW Solar, 50 MW Storage | 0 | 0 | 1 | 1 | 1 | 1 | 1 | 1 | 1 | 1
SDCP | New_Hybrid | New_Hybrid_2025 | 2030 | 9 | 22.7835 | 50 |  | planned_new | 4 | Hybrid 100 MW Solar, 50 MW Storage | 100 | CAISO_Hybrid | 0 | unknown | unknown_2030_9 | 0% | 1 | #N/A | 50 | ok | new_resolve | 1 | 1 | New_Hybrid_New_Hybrid_2025_Hybrid 100 MW Solar, 50 MW Storage | 0 | 0 | 1 | 1 | 1 | 1 | 1 | 1 | 1 | 1
SDCP | New_Hybrid | New_Hybrid_2025 | 2030 | 10 | 20.2724 | 50 |  | planned_new | 4 | Hybrid 100 MW Solar, 50 MW Storage | 100 | CAISO_Hybrid | 0 | unknown | unknown_2030_10 | 0% | 1 | #N/A | 50 | ok | new_resolve | 1 | 1 | New_Hybrid_New_Hybrid_2025_Hybrid 100 MW Solar, 50 MW Storage | 0 | 0 | 1 | 1 | 1 | 1 | 1 | 1 | 1 | 1
SDCP | New_Hybrid | New_Hybrid_2025 | 2030 | 11 | 15.5808 | 50 |  | planned_new | 4 | Hybrid 100 MW Solar, 50 MW Storage | 100 | CAISO_Hybrid | 0 | unknown | unknown_2030_11 | 0% | 1 | #N/A | 50 | ok | new_resolve | 1 | 1 | New_Hybrid_New_Hybrid_2025_Hybrid 100 MW Solar, 50 MW Storage | 0 | 0 | 1 | 1 | 1 | 1 | 1 | 1 | 1 | 1
SDCP | New_Hybrid | New_Hybrid_2025 | 2030 | 12 | 13.8007 | 50 |  | planned_new | 4 | Hybrid 100 MW Solar, 50 MW Storage | 100 | CAISO_Hybrid | 0 | unknown | unknown_2030_12 | 0% | 1 | #N/A | 50 | ok | new_resolve | 1 | 1 | New_Hybrid_New_Hybrid_2025_Hybrid 100 MW Solar, 50 MW Storage | 0 | 0 | 1 | 1 | 1 | 1 | 1 | 1 | 1 | 1
SDCP | New_Mexico_Wind | New_Mexico_Wind_2022 | 2022 | 1 | 11.3313 |  | 1 | planned_new |  | 50 MW New, New Mexico Wind | 50 | CAISO_Wind | 0 | wind_high_cf | wind_high_cf_2022_1 | 17.62% | 1 | 8.8103 | 8.8103 | ok | new_resolve | 1 | 1 | New_Mexico_Wind_New_Mexico_Wind_2022_50 MW New, New Mexico Wind | 1 | 6 | 1 | 1 | 1 | 1 | 1 | 1 | 1 | 1
SDCP | New_Mexico_Wind | New_Mexico_Wind_2022 | 2022 | 2 | 12.8203 |  | 1 | planned_new |  | 50 MW New, New Mexico Wind | 50 | CAISO_Wind | 0 | wind_high_cf | wind_high_cf_2022_2 | 15.1% | 1 | 7.5517 | 7.5517 | ok | new_resolve | 1 | 1 | New_Mexico_Wind_New_Mexico_Wind_2022_50 MW New, New Mexico Wind | 0 | 0 | 1 | 1 | 1 | 1 | 1 | 1 | 1 | 1
SDCP | New_Mexico_Wind | New_Mexico_Wind_2022 | 2022 | 3 | 17.7986 |  | 1 | planned_new |  | 50 MW New, New Mexico Wind | 50 | CAISO_Wind | 0 | wind_high_cf | wind_high_cf_2022_3 | 35.24% | 1 | 17.6205 | 17.6205 | ok | new_resolve | 1 | 1 | New_Mexico_Wind_New_Mexico_Wind_2022_50 MW New, New Mexico Wind | 0 | 0 | 1 | 1 | 1 | 1 | 1 | 1 | 1 | 1
SDCP | New_Mexico_Wind | New_Mexico_Wind_2022 | 2022 | 4 | 19.3932 |  | 1 | planned_new |  | 50 MW New, New Mexico Wind | 50 | CAISO_Wind | 0 | wind_high_cf | wind_high_cf_2022_4 | 31.47% | 1 | 15.7326 | 15.7326 | ok | new_resolve | 1 | 1 | New_Mexico_Wind_New_Mexico_Wind_2022_50 MW New, New Mexico Wind | 0 | 0 | 1 | 1 | 1 | 1 | 1 | 1 | 1 | 1
SDCP | New_Mexico_Wind | New_Mexico_Wind_2022 | 2022 | 5 | 21.3186 |  | 1 | planned_new |  | 50 MW New, New Mexico Wind | 50 | CAISO_Wind | 0 | wind_high_cf | wind_high_cf_2022_5 | 31.47% | 1 | 15.7326 | 15.7326 | ok | new_resolve | 1 | 1 | New_Mexico_Wind_New_Mexico_Wind_2022_50 MW New, New Mexico Wind | 0 | 0 | 1 | 1 | 1 | 1 | 1 | 1 | 1 | 1
SDCP | New_Mexico_Wind | New_Mexico_Wind_2022 | 2022 | 6 | 20.7882 |  | 1 | planned_new |  | 50 MW New, New Mexico Wind | 50 | CAISO_Wind | 0 | wind_high_cf | wind_high_cf_2022_6 | 41.53% | 1 | 20.7671 | 20.7671 | ok | new_resolve | 1 | 1 | New_Mexico_Wind_New_Mexico_Wind_2022_50 MW New, New Mexico Wind | 0 | 0 | 1 | 1 | 1 | 1 | 1 | 1 | 1 | 1
SDCP | New_Mexico_Wind | New_Mexico_Wind_2022 | 2022 | 7 | 19.9086 |  | 1 | planned_new |  | 50 MW New, New Mexico Wind | 50 | CAISO_Wind | 0 | wind_high_cf | wind_high_cf_2022_7 | 28.95% | 1 | 14.474 | 14.474 | ok | new_resolve | 1 | 1 | New_Mexico_Wind_New_Mexico_Wind_2022_50 MW New, New Mexico Wind | 0 | 0 | 1 | 1 | 1 | 1 | 1 | 1 | 1 | 1
SDCP | New_Mexico_Wind | New_Mexico_Wind_2022 | 2022 | 8 | 19.3405 |  | 1 | planned_new |  | 50 MW New, New Mexico Wind | 50 | CAISO_Wind | 0 | wind_high_cf | wind_high_cf_2022_8 | 26.43% | 1 | 13.2154 | 13.2154 | ok | new_resolve | 1 | 1 | New_Mexico_Wind_New_Mexico_Wind_2022_50 MW New, New Mexico Wind | 0 | 0 | 1 | 1 | 1 | 1 | 1 | 1 | 1 | 1
SDCP | New_Mexico_Wind | New_Mexico_Wind_2022 | 2022 | 9 | 17.0789 |  | 1 | planned_new |  | 50 MW New, New Mexico Wind | 50 | CAISO_Wind | 0 | wind_high_cf | wind_high_cf_2022_9 | 18.88% | 1 | 9.4396 | 9.4396 | ok | new_resolve | 1 | 1 | New_Mexico_Wind_New_Mexico_Wind_2022_50 MW New, New Mexico Wind | 0 | 0 | 1 | 1 | 1 | 1 | 1 | 1 | 1 | 1
SDCP | New_Mexico_Wind | New_Mexico_Wind_2022 | 2022 | 10 | 15.1966 |  | 1 | planned_new |  | 50 MW New, New Mexico Wind | 50 | CAISO_Wind | 0 | wind_high_cf | wind_high_cf_2022_10 | 10.07% | 1 | 5.0344 | 5.0344 | ok | new_resolve | 1 | 1 | New_Mexico_Wind_New_Mexico_Wind_2022_50 MW New, New Mexico Wind | 0 | 0 | 1 | 1 | 1 | 1 | 1 | 1 | 1 | 1
SDCP | New_Mexico_Wind | New_Mexico_Wind_2022 | 2022 | 11 | 11.6797 |  | 1 | planned_new |  | 50 MW New, New Mexico Wind | 50 | CAISO_Wind | 0 | wind_high_cf | wind_high_cf_2022_11 | 15.1% | 1 | 7.5517 | 7.5517 | ok | new_resolve | 1 | 1 | New_Mexico_Wind_New_Mexico_Wind_2022_50 MW New, New Mexico Wind | 0 | 0 | 1 | 1 | 1 | 1 | 1 | 1 | 1 | 1
SDCP | New_Mexico_Wind | New_Mexico_Wind_2022 | 2022 | 12 | 10.3453 |  | 1 | planned_new |  | 50 MW New, New Mexico Wind | 50 | CAISO_Wind | 0 | wind_high_cf | wind_high_cf_2022_12 | 16.36% | 1 | 8.181 | 8.181 | ok | new_resolve | 1 | 1 | New_Mexico_Wind_New_Mexico_Wind_2022_50 MW New, New Mexico Wind | 0 | 0 | 1 | 1 | 1 | 1 | 1 | 1 | 1 | 1
SDCP | New_Mexico_Wind | New_Mexico_Wind_2022 | 2023 | 1 | 11.3313 |  | 1 | planned_new |  | 50 MW New, New Mexico Wind | 50 | CAISO_Wind | 0 | wind_high_cf | wind_high_cf_2023_1 | 17.62% | 1 | 8.8103 | 8.8103 | ok | new_resolve | 1 | 1 | New_Mexico_Wind_New_Mexico_Wind_2022_50 MW New, New Mexico Wind | 0 | 0 | 1 | 1 | 1 | 1 | 1 | 1 | 1 | 1
SDCP | New_Mexico_Wind | New_Mexico_Wind_2022 | 2023 | 2 | 12.8203 |  | 1 | planned_new |  | 50 MW New, New Mexico Wind | 50 | CAISO_Wind | 0 | wind_high_cf | wind_high_cf_2023_2 | 15.1% | 1 | 7.5517 | 7.5517 | ok | new_resolve | 1 | 1 | New_Mexico_Wind_New_Mexico_Wind_2022_50 MW New, New Mexico Wind | 0 | 0 | 1 | 1 | 1 | 1 | 1 | 1 | 1 | 1
SDCP | New_Mexico_Wind | New_Mexico_Wind_2022 | 2023 | 3 | 17.7986 |  | 1 | planned_new |  | 50 MW New, New Mexico Wind | 50 | CAISO_Wind | 0 | wind_high_cf | wind_high_cf_2023_3 | 35.24% | 1 | 17.6205 | 17.6205 | ok | new_resolve | 1 | 1 | New_Mexico_Wind_New_Mexico_Wind_2022_50 MW New, New Mexico Wind | 0 | 0 | 1 | 1 | 1 | 1 | 1 | 1 | 1 | 1
SDCP | New_Mexico_Wind | New_Mexico_Wind_2022 | 2023 | 4 | 19.3932 |  | 1 | planned_new |  | 50 MW New, New Mexico Wind | 50 | CAISO_Wind | 0 | wind_high_cf | wind_high_cf_2023_4 | 31.47% | 1 | 15.7326 | 15.7326 | ok | new_resolve | 1 | 1 | New_Mexico_Wind_New_Mexico_Wind_2022_50 MW New, New Mexico Wind | 0 | 0 | 1 | 1 | 1 | 1 | 1 | 1 | 1 | 1
SDCP | New_Mexico_Wind | New_Mexico_Wind_2022 | 2023 | 5 | 21.3186 |  | 1 | planned_new |  | 50 MW New, New Mexico Wind | 50 | CAISO_Wind | 0 | wind_high_cf | wind_high_cf_2023_5 | 31.47% | 1 | 15.7326 | 15.7326 | ok | new_resolve | 1 | 1 | New_Mexico_Wind_New_Mexico_Wind_2022_50 MW New, New Mexico Wind | 0 | 0 | 1 | 1 | 1 | 1 | 1 | 1 | 1 | 1
SDCP | New_Mexico_Wind | New_Mexico_Wind_2022 | 2023 | 6 | 20.7882 |  | 1 | planned_new |  | 50 MW New, New Mexico Wind | 50 | CAISO_Wind | 0 | wind_high_cf | wind_high_cf_2023_6 | 41.53% | 1 | 20.7671 | 20.7671 | ok | new_resolve | 1 | 1 | New_Mexico_Wind_New_Mexico_Wind_2022_50 MW New, New Mexico Wind | 0 | 0 | 1 | 1 | 1 | 1 | 1 | 1 | 1 | 1
SDCP | New_Mexico_Wind | New_Mexico_Wind_2022 | 2023 | 7 | 19.9086 |  | 1 | planned_new |  | 50 MW New, New Mexico Wind | 50 | CAISO_Wind | 0 | wind_high_cf | wind_high_cf_2023_7 | 28.95% | 1 | 14.474 | 14.474 | ok | new_resolve | 1 | 1 | New_Mexico_Wind_New_Mexico_Wind_2022_50 MW New, New Mexico Wind | 0 | 0 | 1 | 1 | 1 | 1 | 1 | 1 | 1 | 1
SDCP | New_Mexico_Wind | New_Mexico_Wind_2022 | 2023 | 8 | 19.3405 |  | 1 | planned_new |  | 50 MW New, New Mexico Wind | 50 | CAISO_Wind | 0 | wind_high_cf | wind_high_cf_2023_8 | 26.43% | 1 | 13.2154 | 13.2154 | ok | new_resolve | 1 | 1 | New_Mexico_Wind_New_Mexico_Wind_2022_50 MW New, New Mexico Wind | 0 | 0 | 1 | 1 | 1 | 1 | 1 | 1 | 1 | 1
SDCP | New_Mexico_Wind | New_Mexico_Wind_2022 | 2023 | 9 | 17.0789 |  | 1 | planned_new |  | 50 MW New, New Mexico Wind | 50 | CAISO_Wind | 0 | wind_high_cf | wind_high_cf_2023_9 | 18.88% | 1 | 9.4396 | 9.4396 | ok | new_resolve | 1 | 1 | New_Mexico_Wind_New_Mexico_Wind_2022_50 MW New, New Mexico Wind | 0 | 0 | 1 | 1 | 1 | 1 | 1 | 1 | 1 | 1
SDCP | New_Mexico_Wind | New_Mexico_Wind_2022 | 2023 | 10 | 15.1966 |  | 1 | planned_new |  | 50 MW New, New Mexico Wind | 50 | CAISO_Wind | 0 | wind_high_cf | wind_high_cf_2023_10 | 10.07% | 1 | 5.0344 | 5.0344 | ok | new_resolve | 1 | 1 | New_Mexico_Wind_New_Mexico_Wind_2022_50 MW New, New Mexico Wind | 0 | 0 | 1 | 1 | 1 | 1 | 1 | 1 | 1 | 1
SDCP | New_Mexico_Wind | New_Mexico_Wind_2022 | 2023 | 11 | 11.6797 |  | 1 | planned_new |  | 50 MW New, New Mexico Wind | 50 | CAISO_Wind | 0 | wind_high_cf | wind_high_cf_2023_11 | 15.1% | 1 | 7.5517 | 7.5517 | ok | new_resolve | 1 | 1 | New_Mexico_Wind_New_Mexico_Wind_2022_50 MW New, New Mexico Wind | 0 | 0 | 1 | 1 | 1 | 1 | 1 | 1 | 1 | 1
SDCP | New_Mexico_Wind | New_Mexico_Wind_2022 | 2023 | 12 | 10.3453 |  | 1 | planned_new |  | 50 MW New, New Mexico Wind | 50 | CAISO_Wind | 0 | wind_high_cf | wind_high_cf_2023_12 | 16.36% | 1 | 8.181 | 8.181 | ok | new_resolve | 1 | 1 | New_Mexico_Wind_New_Mexico_Wind_2022_50 MW New, New Mexico Wind | 0 | 0 | 1 | 1 | 1 | 1 | 1 | 1 | 1 | 1
SDCP | New_Mexico_Wind | New_Mexico_Wind_2022 | 2024 | 1 | 11.3313 |  | 1 | planned_new |  | 50 MW New, New Mexico Wind | 50 | CAISO_Wind | 0 | wind_high_cf | wind_high_cf_2024_1 | 20.28% | 1 | 10.142 | 10.142 | ok | new_resolve | 1 | 1 | New_Mexico_Wind_New_Mexico_Wind_2022_50 MW New, New Mexico Wind | 0 | 0 | 1 | 1 | 1 | 1 | 1 | 1 | 1 | 1
SDCP | New_Mexico_Wind | New_Mexico_Wind_2022 | 2024 | 2 | 12.8203 |  | 1 | planned_new |  | 50 MW New, New Mexico Wind | 50 | CAISO_Wind | 0 | wind_high_cf | wind_high_cf_2024_2 | 17.39% | 1 | 8.6931 | 8.6931 | ok | new_resolve | 1 | 1 | New_Mexico_Wind_New_Mexico_Wind_2022_50 MW New, New Mexico Wind | 0 | 0 | 1 | 1 | 1 | 1 | 1 | 1 | 1 | 1
SDCP | New_Mexico_Wind | New_Mexico_Wind_2022 | 2024 | 3 | 17.7986 |  | 1 | planned_new |  | 50 MW New, New Mexico Wind | 50 | CAISO_Wind | 0 | wind_high_cf | wind_high_cf_2024_3 | 40.57% | 1 | 20.2839 | 20.2839 | ok | new_resolve | 1 | 1 | New_Mexico_Wind_New_Mexico_Wind_2022_50 MW New, New Mexico Wind | 0 | 0 | 1 | 1 | 1 | 1 | 1 | 1 | 1 | 1
SDCP | New_Mexico_Wind | New_Mexico_Wind_2022 | 2024 | 4 | 19.3932 |  | 1 | planned_new |  | 50 MW New, New Mexico Wind | 50 | CAISO_Wind | 0 | wind_high_cf | wind_high_cf_2024_4 | 36.22% | 1 | 18.1106 | 18.1106 | ok | new_resolve | 1 | 1 | New_Mexico_Wind_New_Mexico_Wind_2022_50 MW New, New Mexico Wind | 0 | 0 | 1 | 1 | 1 | 1 | 1 | 1 | 1 | 1
SDCP | New_Mexico_Wind | New_Mexico_Wind_2022 | 2024 | 5 | 21.3186 |  | 1 | planned_new |  | 50 MW New, New Mexico Wind | 50 | CAISO_Wind | 0 | wind_high_cf | wind_high_cf_2024_5 | 36.22% | 1 | 18.1106 | 18.1106 | ok | new_resolve | 1 | 1 | New_Mexico_Wind_New_Mexico_Wind_2022_50 MW New, New Mexico Wind | 0 | 0 | 1 | 1 | 1 | 1 | 1 | 1 | 1 | 1
SDCP | New_Mexico_Wind | New_Mexico_Wind_2022 | 2024 | 6 | 20.7882 |  | 1 | planned_new |  | 50 MW New, New Mexico Wind | 50 | CAISO_Wind | 0 | wind_high_cf | wind_high_cf_2024_6 | 47.81% | 1 | 23.906 | 23.906 | ok | new_resolve | 1 | 1 | New_Mexico_Wind_New_Mexico_Wind_2022_50 MW New, New Mexico Wind | 0 | 0 | 1 | 1 | 1 | 1 | 1 | 1 | 1 | 1
SDCP | New_Mexico_Wind | New_Mexico_Wind_2022 | 2024 | 7 | 19.9086 |  | 1 | planned_new |  | 50 MW New, New Mexico Wind | 50 | CAISO_Wind | 0 | wind_high_cf | wind_high_cf_2024_7 | 33.32% | 1 | 16.6618 | 16.6618 | ok | new_resolve | 1 | 1 | New_Mexico_Wind_New_Mexico_Wind_2022_50 MW New, New Mexico Wind | 0 | 0 | 1 | 1 | 1 | 1 | 1 | 1 | 1 | 1
SDCP | New_Mexico_Wind | New_Mexico_Wind_2022 | 2024 | 8 | 19.3405 |  | 1 | planned_new |  | 50 MW New, New Mexico Wind | 50 | CAISO_Wind | 0 | wind_high_cf | wind_high_cf_2024_8 | 30.43% | 1 | 15.2129 | 15.2129 | ok | new_resolve | 1 | 1 | New_Mexico_Wind_New_Mexico_Wind_2022_50 MW New, New Mexico Wind | 0 | 0 | 1 | 1 | 1 | 1 | 1 | 1 | 1 | 1
SDCP | New_Mexico_Wind | New_Mexico_Wind_2022 | 2024 | 9 | 17.0789 |  | 1 | planned_new |  | 50 MW New, New Mexico Wind | 50 | CAISO_Wind | 0 | wind_high_cf | wind_high_cf_2024_9 | 21.73% | 1 | 10.8664 | 10.8664 | ok | new_resolve | 1 | 1 | New_Mexico_Wind_New_Mexico_Wind_2022_50 MW New, New Mexico Wind | 0 | 0 | 1 | 1 | 1 | 1 | 1 | 1 | 1 | 1
SDCP | New_Mexico_Wind | New_Mexico_Wind_2022 | 2024 | 10 | 15.1966 |  | 1 | planned_new |  | 50 MW New, New Mexico Wind | 50 | CAISO_Wind | 0 | wind_high_cf | wind_high_cf_2024_10 | 11.59% | 1 | 5.7954 | 5.7954 | ok | new_resolve | 1 | 1 | New_Mexico_Wind_New_Mexico_Wind_2022_50 MW New, New Mexico Wind | 0 | 0 | 1 | 1 | 1 | 1 | 1 | 1 | 1 | 1
SDCP | New_Mexico_Wind | New_Mexico_Wind_2022 | 2024 | 11 | 11.6797 |  | 1 | planned_new |  | 50 MW New, New Mexico Wind | 50 | CAISO_Wind | 0 | wind_high_cf | wind_high_cf_2024_11 | 17.39% | 1 | 8.6931 | 8.6931 | ok | new_resolve | 1 | 1 | New_Mexico_Wind_New_Mexico_Wind_2022_50 MW New, New Mexico Wind | 0 | 0 | 1 | 1 | 1 | 1 | 1 | 1 | 1 | 1
SDCP | New_Mexico_Wind | New_Mexico_Wind_2022 | 2024 | 12 | 10.3453 |  | 1 | planned_new |  | 50 MW New, New Mexico Wind | 50 | CAISO_Wind | 0 | wind_high_cf | wind_high_cf_2024_12 | 18.84% | 1 | 9.4175 | 9.4175 | ok | new_resolve | 1 | 1 | New_Mexico_Wind_New_Mexico_Wind_2022_50 MW New, New Mexico Wind | 0 | 0 | 1 | 1 | 1 | 1 | 1 | 1 | 1 | 1
SDCP | New_Mexico_Wind | New_Mexico_Wind_2022 | 2025 | 1 | 11.3313 |  | 1 | planned_new |  | 50 MW New, New Mexico Wind | 50 | CAISO_Wind | 0 | wind_high_cf | wind_high_cf_2025_1 | 22.95% | 1 | 11.4736 | 11.4736 | ok | new_resolve | 1 | 1 | New_Mexico_Wind_New_Mexico_Wind_2022_50 MW New, New Mexico Wind | 0 | 0 | 1 | 1 | 1 | 1 | 1 | 1 | 1 | 1
SDCP | New_Mexico_Wind | New_Mexico_Wind_2022 | 2025 | 2 | 12.8203 |  | 1 | planned_new |  | 50 MW New, New Mexico Wind | 50 | CAISO_Wind | 0 | wind_high_cf | wind_high_cf_2025_2 | 19.67% | 1 | 9.8346 | 9.8346 | ok | new_resolve | 1 | 1 | New_Mexico_Wind_New_Mexico_Wind_2022_50 MW New, New Mexico Wind | 0 | 0 | 1 | 1 | 1 | 1 | 1 | 1 | 1 | 1
SDCP | New_Mexico_Wind | New_Mexico_Wind_2022 | 2025 | 3 | 17.7986 |  | 1 | planned_new |  | 50 MW New, New Mexico Wind | 50 | CAISO_Wind | 0 | wind_high_cf | wind_high_cf_2025_3 | 45.89% | 1 | 22.9473 | 22.9473 | ok | new_resolve | 1 | 1 | New_Mexico_Wind_New_Mexico_Wind_2022_50 MW New, New Mexico Wind | 0 | 0 | 1 | 1 | 1 | 1 | 1 | 1 | 1 | 1
SDCP | New_Mexico_Wind | New_Mexico_Wind_2022 | 2025 | 4 | 19.3932 |  | 1 | planned_new |  | 50 MW New, New Mexico Wind | 50 | CAISO_Wind | 0 | wind_high_cf | wind_high_cf_2025_4 | 40.98% | 1 | 20.4887 | 20.4887 | ok | new_resolve | 1 | 1 | New_Mexico_Wind_New_Mexico_Wind_2022_50 MW New, New Mexico Wind | 0 | 0 | 1 | 1 | 1 | 1 | 1 | 1 | 1 | 1
SDCP | New_Mexico_Wind | New_Mexico_Wind_2022 | 2025 | 5 | 21.3186 |  | 1 | planned_new |  | 50 MW New, New Mexico Wind | 50 | CAISO_Wind | 0 | wind_high_cf | wind_high_cf_2025_5 | 40.98% | 1 | 20.4887 | 20.4887 | ok | new_resolve | 1 | 1 | New_Mexico_Wind_New_Mexico_Wind_2022_50 MW New, New Mexico Wind | 0 | 0 | 1 | 1 | 1 | 1 | 1 | 1 | 1 | 1
SDCP | New_Mexico_Wind | New_Mexico_Wind_2022 | 2025 | 6 | 20.7882 |  | 1 | planned_new |  | 50 MW New, New Mexico Wind | 50 | CAISO_Wind | 0 | wind_high_cf | wind_high_cf_2025_6 | 54.09% | 1 | 27.045 | 27.045 | ok | new_resolve | 1 | 1 | New_Mexico_Wind_New_Mexico_Wind_2022_50 MW New, New Mexico Wind | 0 | 0 | 1 | 1 | 1 | 1 | 1 | 1 | 1 | 1
SDCP | New_Mexico_Wind | New_Mexico_Wind_2022 | 2025 | 7 | 19.9086 |  | 1 | planned_new |  | 50 MW New, New Mexico Wind | 50 | CAISO_Wind | 0 | wind_high_cf | wind_high_cf_2025_7 | 37.7% | 1 | 18.8496 | 18.8496 | ok | new_resolve | 1 | 1 | New_Mexico_Wind_New_Mexico_Wind_2022_50 MW New, New Mexico Wind | 0 | 0 | 1 | 1 | 1 | 1 | 1 | 1 | 1 | 1
SDCP | New_Mexico_Wind | New_Mexico_Wind_2022 | 2025 | 8 | 19.3405 |  | 1 | planned_new |  | 50 MW New, New Mexico Wind | 50 | CAISO_Wind | 0 | wind_high_cf | wind_high_cf_2025_8 | 34.42% | 1 | 17.2105 | 17.2105 | ok | new_resolve | 1 | 1 | New_Mexico_Wind_New_Mexico_Wind_2022_50 MW New, New Mexico Wind | 0 | 0 | 1 | 1 | 1 | 1 | 1 | 1 | 1 | 1
SDCP | New_Mexico_Wind | New_Mexico_Wind_2022 | 2025 | 9 | 17.0789 |  | 1 | planned_new |  | 50 MW New, New Mexico Wind | 50 | CAISO_Wind | 0 | wind_high_cf | wind_high_cf_2025_9 | 24.59% | 1 | 12.2932 | 12.2932 | ok | new_resolve | 1 | 1 | New_Mexico_Wind_New_Mexico_Wind_2022_50 MW New, New Mexico Wind | 0 | 0 | 1 | 1 | 1 | 1 | 1 | 1 | 1 | 1
SDCP | New_Mexico_Wind | New_Mexico_Wind_2022 | 2025 | 10 | 15.1966 |  | 1 | planned_new |  | 50 MW New, New Mexico Wind | 50 | CAISO_Wind | 0 | wind_high_cf | wind_high_cf_2025_10 | 13.11% | 1 | 6.5564 | 6.5564 | ok | new_resolve | 1 | 1 | New_Mexico_Wind_New_Mexico_Wind_2022_50 MW New, New Mexico Wind | 0 | 0 | 1 | 1 | 1 | 1 | 1 | 1 | 1 | 1
SDCP | New_Mexico_Wind | New_Mexico_Wind_2022 | 2025 | 11 | 11.6797 |  | 1 | planned_new |  | 50 MW New, New Mexico Wind | 50 | CAISO_Wind | 0 | wind_high_cf | wind_high_cf_2025_11 | 19.67% | 1 | 9.8346 | 9.8346 | ok | new_resolve | 1 | 1 | New_Mexico_Wind_New_Mexico_Wind_2022_50 MW New, New Mexico Wind | 0 | 0 | 1 | 1 | 1 | 1 | 1 | 1 | 1 | 1
SDCP | New_Mexico_Wind | New_Mexico_Wind_2022 | 2025 | 12 | 10.3453 |  | 1 | planned_new |  | 50 MW New, New Mexico Wind | 50 | CAISO_Wind | 0 | wind_high_cf | wind_high_cf_2025_12 | 21.31% | 1 | 10.6541 | 10.6541 | ok | new_resolve | 1 | 1 | New_Mexico_Wind_New_Mexico_Wind_2022_50 MW New, New Mexico Wind | 0 | 0 | 1 | 1 | 1 | 1 | 1 | 1 | 1 | 1
SDCP | New_Mexico_Wind | New_Mexico_Wind_2022 | 2026 | 1 | 11.3313 |  | 1 | planned_new |  | 50 MW New, New Mexico Wind | 50 | CAISO_Wind | 0 | wind_high_cf | wind_high_cf_2026_1 | 25.61% | 1 | 12.8053 | 12.8053 | ok | new_resolve | 1 | 1 | New_Mexico_Wind_New_Mexico_Wind_2022_50 MW New, New Mexico Wind | 0 | 0 | 1 | 1 | 1 | 1 | 1 | 1 | 1 | 1
SDCP | New_Mexico_Wind | New_Mexico_Wind_2022 | 2026 | 2 | 12.8203 |  | 1 | planned_new |  | 50 MW New, New Mexico Wind | 50 | CAISO_Wind | 0 | wind_high_cf | wind_high_cf_2026_2 | 21.95% | 1 | 10.976 | 10.976 | ok | new_resolve | 1 | 1 | New_Mexico_Wind_New_Mexico_Wind_2022_50 MW New, New Mexico Wind | 0 | 0 | 1 | 1 | 1 | 1 | 1 | 1 | 1 | 1
SDCP | New_Mexico_Wind | New_Mexico_Wind_2022 | 2026 | 3 | 17.7986 |  | 1 | planned_new |  | 50 MW New, New Mexico Wind | 50 | CAISO_Wind | 0 | wind_high_cf | wind_high_cf_2026_3 | 51.22% | 1 | 25.6107 | 25.6107 | ok | new_resolve | 1 | 1 | New_Mexico_Wind_New_Mexico_Wind_2022_50 MW New, New Mexico Wind | 0 | 0 | 1 | 1 | 1 | 1 | 1 | 1 | 1 | 1
SDCP | New_Mexico_Wind | New_Mexico_Wind_2022 | 2026 | 4 | 19.3932 |  | 1 | planned_new |  | 50 MW New, New Mexico Wind | 50 | CAISO_Wind | 0 | wind_high_cf | wind_high_cf_2026_4 | 45.73% | 1 | 22.8667 | 22.8667 | ok | new_resolve | 1 | 1 | New_Mexico_Wind_New_Mexico_Wind_2022_50 MW New, New Mexico Wind | 0 | 0 | 1 | 1 | 1 | 1 | 1 | 1 | 1 | 1
SDCP | New_Mexico_Wind | New_Mexico_Wind_2022 | 2026 | 5 | 21.3186 |  | 1 | planned_new |  | 50 MW New, New Mexico Wind | 50 | CAISO_Wind | 0 | wind_high_cf | wind_high_cf_2026_5 | 45.73% | 1 | 22.8667 | 22.8667 | ok | new_resolve | 1 | 1 | New_Mexico_Wind_New_Mexico_Wind_2022_50 MW New, New Mexico Wind | 0 | 0 | 1 | 1 | 1 | 1 | 1 | 1 | 1 | 1
SDCP | New_Mexico_Wind | New_Mexico_Wind_2022 | 2026 | 6 | 20.7882 |  | 1 | planned_new |  | 50 MW New, New Mexico Wind | 50 | CAISO_Wind | 0 | wind_high_cf | wind_high_cf_2026_6 | 60.37% | 1 | 30.184 | 30.184 | ok | new_resolve | 1 | 1 | New_Mexico_Wind_New_Mexico_Wind_2022_50 MW New, New Mexico Wind | 0 | 0 | 1 | 1 | 1 | 1 | 1 | 1 | 1 | 1
SDCP | New_Mexico_Wind | New_Mexico_Wind_2022 | 2026 | 7 | 19.9086 |  | 1 | planned_new |  | 50 MW New, New Mexico Wind | 50 | CAISO_Wind | 0 | wind_high_cf | wind_high_cf_2026_7 | 42.07% | 1 | 21.0373 | 21.0373 | ok | new_resolve | 1 | 1 | New_Mexico_Wind_New_Mexico_Wind_2022_50 MW New, New Mexico Wind | 0 | 0 | 1 | 1 | 1 | 1 | 1 | 1 | 1 | 1
SDCP | New_Mexico_Wind | New_Mexico_Wind_2022 | 2026 | 8 | 19.3405 |  | 1 | planned_new |  | 50 MW New, New Mexico Wind | 50 | CAISO_Wind | 0 | wind_high_cf | wind_high_cf_2026_8 | 38.42% | 1 | 19.208 | 19.208 | ok | new_resolve | 1 | 1 | New_Mexico_Wind_New_Mexico_Wind_2022_50 MW New, New Mexico Wind | 0 | 0 | 1 | 1 | 1 | 1 | 1 | 1 | 1 | 1
SDCP | New_Mexico_Wind | New_Mexico_Wind_2022 | 2026 | 9 | 17.0789 |  | 1 | planned_new |  | 50 MW New, New Mexico Wind | 50 | CAISO_Wind | 0 | wind_high_cf | wind_high_cf_2026_9 | 27.4% | 1 | 13.7023 | 13.7023 | ok | new_resolve | 1 | 1 | New_Mexico_Wind_New_Mexico_Wind_2022_50 MW New, New Mexico Wind | 0 | 0 | 1 | 1 | 1 | 1 | 1 | 1 | 1 | 1
SDCP | New_Mexico_Wind | New_Mexico_Wind_2022 | 2026 | 10 | 15.1966 |  | 1 | planned_new |  | 50 MW New, New Mexico Wind | 50 | CAISO_Wind | 0 | wind_high_cf | wind_high_cf_2026_10 | 14.63% | 1 | 7.3173 | 7.3173 | ok | new_resolve | 1 | 1 | New_Mexico_Wind_New_Mexico_Wind_2022_50 MW New, New Mexico Wind | 0 | 0 | 1 | 1 | 1 | 1 | 1 | 1 | 1 | 1
SDCP | New_Mexico_Wind | New_Mexico_Wind_2022 | 2026 | 11 | 11.6797 |  | 1 | planned_new |  | 50 MW New, New Mexico Wind | 50 | CAISO_Wind | 0 | wind_high_cf | wind_high_cf_2026_11 | 21.95% | 1 | 10.976 | 10.976 | ok | new_resolve | 1 | 1 | New_Mexico_Wind_New_Mexico_Wind_2022_50 MW New, New Mexico Wind | 0 | 0 | 1 | 1 | 1 | 1 | 1 | 1 | 1 | 1
SDCP | New_Mexico_Wind | New_Mexico_Wind_2022 | 2026 | 12 | 10.3453 |  | 1 | planned_new |  | 50 MW New, New Mexico Wind | 50 | CAISO_Wind | 0 | wind_high_cf | wind_high_cf_2026_12 | 23.78% | 1 | 11.8907 | 11.8907 | ok | new_resolve | 1 | 1 | New_Mexico_Wind_New_Mexico_Wind_2022_50 MW New, New Mexico Wind | 0 | 0 | 1 | 1 | 1 | 1 | 1 | 1 | 1 | 1
SDCP | New_Mexico_Wind | New_Mexico_Wind_2022 | 2027 | 1 | 11.3313 |  | 1 | planned_new |  | 50 MW New, New Mexico Wind | 50 | CAISO_Wind | 0 | wind_high_cf | wind_high_cf_2027_1 | 25.61% | 1 | 12.8053 | 12.8053 | ok | new_resolve | 1 | 1 | New_Mexico_Wind_New_Mexico_Wind_2022_50 MW New, New Mexico Wind | 0 | 0 | 1 | 1 | 1 | 1 | 1 | 1 | 1 | 1
SDCP | New_Mexico_Wind | New_Mexico_Wind_2022 | 2027 | 2 | 12.8203 |  | 1 | planned_new |  | 50 MW New, New Mexico Wind | 50 | CAISO_Wind | 0 | wind_high_cf | wind_high_cf_2027_2 | 21.95% | 1 | 10.976 | 10.976 | ok | new_resolve | 1 | 1 | New_Mexico_Wind_New_Mexico_Wind_2022_50 MW New, New Mexico Wind | 0 | 0 | 1 | 1 | 1 | 1 | 1 | 1 | 1 | 1
SDCP | New_Mexico_Wind | New_Mexico_Wind_2022 | 2027 | 3 | 17.7986 |  | 1 | planned_new |  | 50 MW New, New Mexico Wind | 50 | CAISO_Wind | 0 | wind_high_cf | wind_high_cf_2027_3 | 51.22% | 1 | 25.6107 | 25.6107 | ok | new_resolve | 1 | 1 | New_Mexico_Wind_New_Mexico_Wind_2022_50 MW New, New Mexico Wind | 0 | 0 | 1 | 1 | 1 | 1 | 1 | 1 | 1 | 1
SDCP | New_Mexico_Wind | New_Mexico_Wind_2022 | 2027 | 4 | 19.3932 |  | 1 | planned_new |  | 50 MW New, New Mexico Wind | 50 | CAISO_Wind | 0 | wind_high_cf | wind_high_cf_2027_4 | 45.73% | 1 | 22.8667 | 22.8667 | ok | new_resolve | 1 | 1 | New_Mexico_Wind_New_Mexico_Wind_2022_50 MW New, New Mexico Wind | 0 | 0 | 1 | 1 | 1 | 1 | 1 | 1 | 1 | 1
SDCP | New_Mexico_Wind | New_Mexico_Wind_2022 | 2027 | 5 | 21.3186 |  | 1 | planned_new |  | 50 MW New, New Mexico Wind | 50 | CAISO_Wind | 0 | wind_high_cf | wind_high_cf_2027_5 | 45.73% | 1 | 22.8667 | 22.8667 | ok | new_resolve | 1 | 1 | New_Mexico_Wind_New_Mexico_Wind_2022_50 MW New, New Mexico Wind | 0 | 0 | 1 | 1 | 1 | 1 | 1 | 1 | 1 | 1
SDCP | New_Mexico_Wind | New_Mexico_Wind_2022 | 2027 | 6 | 20.7882 |  | 1 | planned_new |  | 50 MW New, New Mexico Wind | 50 | CAISO_Wind | 0 | wind_high_cf | wind_high_cf_2027_6 | 60.37% | 1 | 30.184 | 30.184 | ok | new_resolve | 1 | 1 | New_Mexico_Wind_New_Mexico_Wind_2022_50 MW New, New Mexico Wind | 0 | 0 | 1 | 1 | 1 | 1 | 1 | 1 | 1 | 1
SDCP | New_Mexico_Wind | New_Mexico_Wind_2022 | 2027 | 7 | 19.9086 |  | 1 | planned_new |  | 50 MW New, New Mexico Wind | 50 | CAISO_Wind | 0 | wind_high_cf | wind_high_cf_2027_7 | 42.07% | 1 | 21.0373 | 21.0373 | ok | new_resolve | 1 | 1 | New_Mexico_Wind_New_Mexico_Wind_2022_50 MW New, New Mexico Wind | 0 | 0 | 1 | 1 | 1 | 1 | 1 | 1 | 1 | 1
SDCP | New_Mexico_Wind | New_Mexico_Wind_2022 | 2027 | 8 | 19.3405 |  | 1 | planned_new |  | 50 MW New, New Mexico Wind | 50 | CAISO_Wind | 0 | wind_high_cf | wind_high_cf_2027_8 | 38.42% | 1 | 19.208 | 19.208 | ok | new_resolve | 1 | 1 | New_Mexico_Wind_New_Mexico_Wind_2022_50 MW New, New Mexico Wind | 0 | 0 | 1 | 1 | 1 | 1 | 1 | 1 | 1 | 1
SDCP | New_Mexico_Wind | New_Mexico_Wind_2022 | 2027 | 9 | 17.0789 |  | 1 | planned_new |  | 50 MW New, New Mexico Wind | 50 | CAISO_Wind | 0 | wind_high_cf | wind_high_cf_2027_9 | 27.4% | 1 | 13.7023 | 13.7023 | ok | new_resolve | 1 | 1 | New_Mexico_Wind_New_Mexico_Wind_2022_50 MW New, New Mexico Wind | 0 | 0 | 1 | 1 | 1 | 1 | 1 | 1 | 1 | 1
SDCP | New_Mexico_Wind | New_Mexico_Wind_2022 | 2027 | 10 | 15.1966 |  | 1 | planned_new |  | 50 MW New, New Mexico Wind | 50 | CAISO_Wind | 0 | wind_high_cf | wind_high_cf_2027_10 | 14.63% | 1 | 7.3173 | 7.3173 | ok | new_resolve | 1 | 1 | New_Mexico_Wind_New_Mexico_Wind_2022_50 MW New, New Mexico Wind | 0 | 0 | 1 | 1 | 1 | 1 | 1 | 1 | 1 | 1
SDCP | New_Mexico_Wind | New_Mexico_Wind_2022 | 2027 | 11 | 11.6797 |  | 1 | planned_new |  | 50 MW New, New Mexico Wind | 50 | CAISO_Wind | 0 | wind_high_cf | wind_high_cf_2027_11 | 21.95% | 1 | 10.976 | 10.976 | ok | new_resolve | 1 | 1 | New_Mexico_Wind_New_Mexico_Wind_2022_50 MW New, New Mexico Wind | 0 | 0 | 1 | 1 | 1 | 1 | 1 | 1 | 1 | 1
SDCP | New_Mexico_Wind | New_Mexico_Wind_2022 | 2027 | 12 | 10.3453 |  | 1 | planned_new |  | 50 MW New, New Mexico Wind | 50 | CAISO_Wind | 0 | wind_high_cf | wind_high_cf_2027_12 | 23.78% | 1 | 11.8907 | 11.8907 | ok | new_resolve | 1 | 1 | New_Mexico_Wind_New_Mexico_Wind_2022_50 MW New, New Mexico Wind | 0 | 0 | 1 | 1 | 1 | 1 | 1 | 1 | 1 | 1
SDCP | New_Mexico_Wind | New_Mexico_Wind_2022 | 2028 | 1 | 11.3313 |  | 1 | planned_new |  | 50 MW New, New Mexico Wind | 50 | CAISO_Wind | 0 | wind_high_cf | wind_high_cf_2028_1 | 25.61% | 1 | 12.8053 | 12.8053 | ok | new_resolve | 1 | 1 | New_Mexico_Wind_New_Mexico_Wind_2022_50 MW New, New Mexico Wind | 0 | 0 | 1 | 1 | 1 | 1 | 1 | 1 | 1 | 1
SDCP | New_Mexico_Wind | New_Mexico_Wind_2022 | 2028 | 2 | 12.8203 |  | 1 | planned_new |  | 50 MW New, New Mexico Wind | 50 | CAISO_Wind | 0 | wind_high_cf | wind_high_cf_2028_2 | 21.95% | 1 | 10.976 | 10.976 | ok | new_resolve | 1 | 1 | New_Mexico_Wind_New_Mexico_Wind_2022_50 MW New, New Mexico Wind | 0 | 0 | 1 | 1 | 1 | 1 | 1 | 1 | 1 | 1
SDCP | New_Mexico_Wind | New_Mexico_Wind_2022 | 2028 | 3 | 17.7986 |  | 1 | planned_new |  | 50 MW New, New Mexico Wind | 50 | CAISO_Wind | 0 | wind_high_cf | wind_high_cf_2028_3 | 51.22% | 1 | 25.6107 | 25.6107 | ok | new_resolve | 1 | 1 | New_Mexico_Wind_New_Mexico_Wind_2022_50 MW New, New Mexico Wind | 0 | 0 | 1 | 1 | 1 | 1 | 1 | 1 | 1 | 1
SDCP | New_Mexico_Wind | New_Mexico_Wind_2022 | 2028 | 4 | 19.3932 |  | 1 | planned_new |  | 50 MW New, New Mexico Wind | 50 | CAISO_Wind | 0 | wind_high_cf | wind_high_cf_2028_4 | 45.73% | 1 | 22.8667 | 22.8667 | ok | new_resolve | 1 | 1 | New_Mexico_Wind_New_Mexico_Wind_2022_50 MW New, New Mexico Wind | 0 | 0 | 1 | 1 | 1 | 1 | 1 | 1 | 1 | 1
SDCP | New_Mexico_Wind | New_Mexico_Wind_2022 | 2028 | 5 | 21.3186 |  | 1 | planned_new |  | 50 MW New, New Mexico Wind | 50 | CAISO_Wind | 0 | wind_high_cf | wind_high_cf_2028_5 | 45.73% | 1 | 22.8667 | 22.8667 | ok | new_resolve | 1 | 1 | New_Mexico_Wind_New_Mexico_Wind_2022_50 MW New, New Mexico Wind | 0 | 0 | 1 | 1 | 1 | 1 | 1 | 1 | 1 | 1
SDCP | New_Mexico_Wind | New_Mexico_Wind_2022 | 2028 | 6 | 20.7882 |  | 1 | planned_new |  | 50 MW New, New Mexico Wind | 50 | CAISO_Wind | 0 | wind_high_cf | wind_high_cf_2028_6 | 60.37% | 1 | 30.184 | 30.184 | ok | new_resolve | 1 | 1 | New_Mexico_Wind_New_Mexico_Wind_2022_50 MW New, New Mexico Wind | 0 | 0 | 1 | 1 | 1 | 1 | 1 | 1 | 1 | 1
SDCP | New_Mexico_Wind | New_Mexico_Wind_2022 | 2028 | 7 | 19.9086 |  | 1 | planned_new |  | 50 MW New, New Mexico Wind | 50 | CAISO_Wind | 0 | wind_high_cf | wind_high_cf_2028_7 | 42.07% | 1 | 21.0373 | 21.0373 | ok | new_resolve | 1 | 1 | New_Mexico_Wind_New_Mexico_Wind_2022_50 MW New, New Mexico Wind | 0 | 0 | 1 | 1 | 1 | 1 | 1 | 1 | 1 | 1
SDCP | New_Mexico_Wind | New_Mexico_Wind_2022 | 2028 | 8 | 19.3405 |  | 1 | planned_new |  | 50 MW New, New Mexico Wind | 50 | CAISO_Wind | 0 | wind_high_cf | wind_high_cf_2028_8 | 38.42% | 1 | 19.208 | 19.208 | ok | new_resolve | 1 | 1 | New_Mexico_Wind_New_Mexico_Wind_2022_50 MW New, New Mexico Wind | 0 | 0 | 1 | 1 | 1 | 1 | 1 | 1 | 1 | 1
SDCP | New_Mexico_Wind | New_Mexico_Wind_2022 | 2028 | 9 | 17.0789 |  | 1 | planned_new |  | 50 MW New, New Mexico Wind | 50 | CAISO_Wind | 0 | wind_high_cf | wind_high_cf_2028_9 | 27.4% | 1 | 13.7023 | 13.7023 | ok | new_resolve | 1 | 1 | New_Mexico_Wind_New_Mexico_Wind_2022_50 MW New, New Mexico Wind | 0 | 0 | 1 | 1 | 1 | 1 | 1 | 1 | 1 | 1
SDCP | New_Mexico_Wind | New_Mexico_Wind_2022 | 2028 | 10 | 15.1966 |  | 1 | planned_new |  | 50 MW New, New Mexico Wind | 50 | CAISO_Wind | 0 | wind_high_cf | wind_high_cf_2028_10 | 14.63% | 1 | 7.3173 | 7.3173 | ok | new_resolve | 1 | 1 | New_Mexico_Wind_New_Mexico_Wind_2022_50 MW New, New Mexico Wind | 0 | 0 | 1 | 1 | 1 | 1 | 1 | 1 | 1 | 1
SDCP | New_Mexico_Wind | New_Mexico_Wind_2022 | 2028 | 11 | 11.6797 |  | 1 | planned_new |  | 50 MW New, New Mexico Wind | 50 | CAISO_Wind | 0 | wind_high_cf | wind_high_cf_2028_11 | 21.95% | 1 | 10.976 | 10.976 | ok | new_resolve | 1 | 1 | New_Mexico_Wind_New_Mexico_Wind_2022_50 MW New, New Mexico Wind | 0 | 0 | 1 | 1 | 1 | 1 | 1 | 1 | 1 | 1
SDCP | New_Mexico_Wind | New_Mexico_Wind_2022 | 2028 | 12 | 10.3453 |  | 1 | planned_new |  | 50 MW New, New Mexico Wind | 50 | CAISO_Wind | 0 | wind_high_cf | wind_high_cf_2028_12 | 23.78% | 1 | 11.8907 | 11.8907 | ok | new_resolve | 1 | 1 | New_Mexico_Wind_New_Mexico_Wind_2022_50 MW New, New Mexico Wind | 0 | 0 | 1 | 1 | 1 | 1 | 1 | 1 | 1 | 1
SDCP | New_Mexico_Wind | New_Mexico_Wind_2022 | 2029 | 1 | 11.3313 |  | 1 | planned_new |  | 50 MW New, New Mexico Wind | 50 | CAISO_Wind | 0 | wind_high_cf | wind_high_cf_2029_1 | 25.61% | 1 | 12.8053 | 12.8053 | ok | new_resolve | 1 | 1 | New_Mexico_Wind_New_Mexico_Wind_2022_50 MW New, New Mexico Wind | 0 | 0 | 1 | 1 | 1 | 1 | 1 | 1 | 1 | 1
SDCP | New_Mexico_Wind | New_Mexico_Wind_2022 | 2029 | 2 | 12.8203 |  | 1 | planned_new |  | 50 MW New, New Mexico Wind | 50 | CAISO_Wind | 0 | wind_high_cf | wind_high_cf_2029_2 | 21.95% | 1 | 10.976 | 10.976 | ok | new_resolve | 1 | 1 | New_Mexico_Wind_New_Mexico_Wind_2022_50 MW New, New Mexico Wind | 0 | 0 | 1 | 1 | 1 | 1 | 1 | 1 | 1 | 1
SDCP | New_Mexico_Wind | New_Mexico_Wind_2022 | 2029 | 3 | 17.7986 |  | 1 | planned_new |  | 50 MW New, New Mexico Wind | 50 | CAISO_Wind | 0 | wind_high_cf | wind_high_cf_2029_3 | 51.22% | 1 | 25.6107 | 25.6107 | ok | new_resolve | 1 | 1 | New_Mexico_Wind_New_Mexico_Wind_2022_50 MW New, New Mexico Wind | 0 | 0 | 1 | 1 | 1 | 1 | 1 | 1 | 1 | 1
SDCP | New_Mexico_Wind | New_Mexico_Wind_2022 | 2029 | 4 | 19.3932 |  | 1 | planned_new |  | 50 MW New, New Mexico Wind | 50 | CAISO_Wind | 0 | wind_high_cf | wind_high_cf_2029_4 | 45.73% | 1 | 22.8667 | 22.8667 | ok | new_resolve | 1 | 1 | New_Mexico_Wind_New_Mexico_Wind_2022_50 MW New, New Mexico Wind | 0 | 0 | 1 | 1 | 1 | 1 | 1 | 1 | 1 | 1
SDCP | New_Mexico_Wind | New_Mexico_Wind_2022 | 2029 | 5 | 21.3186 |  | 1 | planned_new |  | 50 MW New, New Mexico Wind | 50 | CAISO_Wind | 0 | wind_high_cf | wind_high_cf_2029_5 | 45.73% | 1 | 22.8667 | 22.8667 | ok | new_resolve | 1 | 1 | New_Mexico_Wind_New_Mexico_Wind_2022_50 MW New, New Mexico Wind | 0 | 0 | 1 | 1 | 1 | 1 | 1 | 1 | 1 | 1
SDCP | New_Mexico_Wind | New_Mexico_Wind_2022 | 2029 | 6 | 20.7882 |  | 1 | planned_new |  | 50 MW New, New Mexico Wind | 50 | CAISO_Wind | 0 | wind_high_cf | wind_high_cf_2029_6 | 60.37% | 1 | 30.184 | 30.184 | ok | new_resolve | 1 | 1 | New_Mexico_Wind_New_Mexico_Wind_2022_50 MW New, New Mexico Wind | 0 | 0 | 1 | 1 | 1 | 1 | 1 | 1 | 1 | 1
SDCP | New_Mexico_Wind | New_Mexico_Wind_2022 | 2029 | 7 | 19.9086 |  | 1 | planned_new |  | 50 MW New, New Mexico Wind | 50 | CAISO_Wind | 0 | wind_high_cf | wind_high_cf_2029_7 | 42.07% | 1 | 21.0373 | 21.0373 | ok | new_resolve | 1 | 1 | New_Mexico_Wind_New_Mexico_Wind_2022_50 MW New, New Mexico Wind | 0 | 0 | 1 | 1 | 1 | 1 | 1 | 1 | 1 | 1
SDCP | New_Mexico_Wind | New_Mexico_Wind_2022 | 2029 | 8 | 19.3405 |  | 1 | planned_new |  | 50 MW New, New Mexico Wind | 50 | CAISO_Wind | 0 | wind_high_cf | wind_high_cf_2029_8 | 38.42% | 1 | 19.208 | 19.208 | ok | new_resolve | 1 | 1 | New_Mexico_Wind_New_Mexico_Wind_2022_50 MW New, New Mexico Wind | 0 | 0 | 1 | 1 | 1 | 1 | 1 | 1 | 1 | 1
SDCP | New_Mexico_Wind | New_Mexico_Wind_2022 | 2029 | 9 | 17.0789 |  | 1 | planned_new |  | 50 MW New, New Mexico Wind | 50 | CAISO_Wind | 0 | wind_high_cf | wind_high_cf_2029_9 | 27.4% | 1 | 13.7023 | 13.7023 | ok | new_resolve | 1 | 1 | New_Mexico_Wind_New_Mexico_Wind_2022_50 MW New, New Mexico Wind | 0 | 0 | 1 | 1 | 1 | 1 | 1 | 1 | 1 | 1
SDCP | New_Mexico_Wind | New_Mexico_Wind_2022 | 2029 | 10 | 15.1966 |  | 1 | planned_new |  | 50 MW New, New Mexico Wind | 50 | CAISO_Wind | 0 | wind_high_cf | wind_high_cf_2029_10 | 14.63% | 1 | 7.3173 | 7.3173 | ok | new_resolve | 1 | 1 | New_Mexico_Wind_New_Mexico_Wind_2022_50 MW New, New Mexico Wind | 0 | 0 | 1 | 1 | 1 | 1 | 1 | 1 | 1 | 1
SDCP | New_Mexico_Wind | New_Mexico_Wind_2022 | 2029 | 11 | 11.6797 |  | 1 | planned_new |  | 50 MW New, New Mexico Wind | 50 | CAISO_Wind | 0 | wind_high_cf | wind_high_cf_2029_11 | 21.95% | 1 | 10.976 | 10.976 | ok | new_resolve | 1 | 1 | New_Mexico_Wind_New_Mexico_Wind_2022_50 MW New, New Mexico Wind | 0 | 0 | 1 | 1 | 1 | 1 | 1 | 1 | 1 | 1
SDCP | New_Mexico_Wind | New_Mexico_Wind_2022 | 2029 | 12 | 10.3453 |  | 1 | planned_new |  | 50 MW New, New Mexico Wind | 50 | CAISO_Wind | 0 | wind_high_cf | wind_high_cf_2029_12 | 23.78% | 1 | 11.8907 | 11.8907 | ok | new_resolve | 1 | 1 | New_Mexico_Wind_New_Mexico_Wind_2022_50 MW New, New Mexico Wind | 0 | 0 | 1 | 1 | 1 | 1 | 1 | 1 | 1 | 1
SDCP | New_Mexico_Wind | New_Mexico_Wind_2022 | 2030 | 1 | 11.3313 |  | 1 | planned_new |  | 50 MW New, New Mexico Wind | 50 | CAISO_Wind | 0 | wind_high_cf | wind_high_cf_2030_1 | 25.61% | 1 | 12.8053 | 12.8053 | ok | new_resolve | 1 | 1 | New_Mexico_Wind_New_Mexico_Wind_2022_50 MW New, New Mexico Wind | 0 | 0 | 1 | 1 | 1 | 1 | 1 | 1 | 1 | 1
SDCP | New_Mexico_Wind | New_Mexico_Wind_2022 | 2030 | 2 | 12.8203 |  | 1 | planned_new |  | 50 MW New, New Mexico Wind | 50 | CAISO_Wind | 0 | wind_high_cf | wind_high_cf_2030_2 | 21.95% | 1 | 10.976 | 10.976 | ok | new_resolve | 1 | 1 | New_Mexico_Wind_New_Mexico_Wind_2022_50 MW New, New Mexico Wind | 0 | 0 | 1 | 1 | 1 | 1 | 1 | 1 | 1 | 1
SDCP | New_Mexico_Wind | New_Mexico_Wind_2022 | 2030 | 3 | 17.7986 |  | 1 | planned_new |  | 50 MW New, New Mexico Wind | 50 | CAISO_Wind | 0 | wind_high_cf | wind_high_cf_2030_3 | 51.22% | 1 | 25.6107 | 25.6107 | ok | new_resolve | 1 | 1 | New_Mexico_Wind_New_Mexico_Wind_2022_50 MW New, New Mexico Wind | 0 | 0 | 1 | 1 | 1 | 1 | 1 | 1 | 1 | 1
SDCP | New_Mexico_Wind | New_Mexico_Wind_2022 | 2030 | 4 | 19.3932 |  | 1 | planned_new |  | 50 MW New, New Mexico Wind | 50 | CAISO_Wind | 0 | wind_high_cf | wind_high_cf_2030_4 | 45.73% | 1 | 22.8667 | 22.8667 | ok | new_resolve | 1 | 1 | New_Mexico_Wind_New_Mexico_Wind_2022_50 MW New, New Mexico Wind | 0 | 0 | 1 | 1 | 1 | 1 | 1 | 1 | 1 | 1
SDCP | New_Mexico_Wind | New_Mexico_Wind_2022 | 2030 | 5 | 21.3186 |  | 1 | planned_new |  | 50 MW New, New Mexico Wind | 50 | CAISO_Wind | 0 | wind_high_cf | wind_high_cf_2030_5 | 45.73% | 1 | 22.8667 | 22.8667 | ok | new_resolve | 1 | 1 | New_Mexico_Wind_New_Mexico_Wind_2022_50 MW New, New Mexico Wind | 0 | 0 | 1 | 1 | 1 | 1 | 1 | 1 | 1 | 1
SDCP | New_Mexico_Wind | New_Mexico_Wind_2022 | 2030 | 6 | 20.7882 |  | 1 | planned_new |  | 50 MW New, New Mexico Wind | 50 | CAISO_Wind | 0 | wind_high_cf | wind_high_cf_2030_6 | 60.37% | 1 | 30.184 | 30.184 | ok | new_resolve | 1 | 1 | New_Mexico_Wind_New_Mexico_Wind_2022_50 MW New, New Mexico Wind | 0 | 0 | 1 | 1 | 1 | 1 | 1 | 1 | 1 | 1
SDCP | New_Mexico_Wind | New_Mexico_Wind_2022 | 2030 | 7 | 19.9086 |  | 1 | planned_new |  | 50 MW New, New Mexico Wind | 50 | CAISO_Wind | 0 | wind_high_cf | wind_high_cf_2030_7 | 42.07% | 1 | 21.0373 | 21.0373 | ok | new_resolve | 1 | 1 | New_Mexico_Wind_New_Mexico_Wind_2022_50 MW New, New Mexico Wind | 0 | 0 | 1 | 1 | 1 | 1 | 1 | 1 | 1 | 1
SDCP | New_Mexico_Wind | New_Mexico_Wind_2022 | 2030 | 8 | 19.3405 |  | 1 | planned_new |  | 50 MW New, New Mexico Wind | 50 | CAISO_Wind | 0 | wind_high_cf | wind_high_cf_2030_8 | 38.42% | 1 | 19.208 | 19.208 | ok | new_resolve | 1 | 1 | New_Mexico_Wind_New_Mexico_Wind_2022_50 MW New, New Mexico Wind | 0 | 0 | 1 | 1 | 1 | 1 | 1 | 1 | 1 | 1
SDCP | New_Mexico_Wind | New_Mexico_Wind_2022 | 2030 | 9 | 17.0789 |  | 1 | planned_new |  | 50 MW New, New Mexico Wind | 50 | CAISO_Wind | 0 | wind_high_cf | wind_high_cf_2030_9 | 27.3% | 1 | 13.6507 | 13.6507 | ok | new_resolve | 1 | 1 | New_Mexico_Wind_New_Mexico_Wind_2022_50 MW New, New Mexico Wind | 0 | 0 | 1 | 1 | 1 | 1 | 1 | 1 | 1 | 1
SDCP | New_Mexico_Wind | New_Mexico_Wind_2022 | 2030 | 10 | 15.1966 |  | 1 | planned_new |  | 50 MW New, New Mexico Wind | 50 | CAISO_Wind | 0 | wind_high_cf | wind_high_cf_2030_10 | 14.63% | 1 | 7.3173 | 7.3173 | ok | new_resolve | 1 | 1 | New_Mexico_Wind_New_Mexico_Wind_2022_50 MW New, New Mexico Wind | 0 | 0 | 1 | 1 | 1 | 1 | 1 | 1 | 1 | 1
SDCP | New_Mexico_Wind | New_Mexico_Wind_2022 | 2030 | 11 | 11.6797 |  | 1 | planned_new |  | 50 MW New, New Mexico Wind | 50 | CAISO_Wind | 0 | wind_high_cf | wind_high_cf_2030_11 | 21.95% | 1 | 10.976 | 10.976 | ok | new_resolve | 1 | 1 | New_Mexico_Wind_New_Mexico_Wind_2022_50 MW New, New Mexico Wind | 0 | 0 | 1 | 1 | 1 | 1 | 1 | 1 | 1 | 1
SDCP | New_Mexico_Wind | New_Mexico_Wind_2022 | 2030 | 12 | 10.3453 |  | 1 | planned_new |  | 50 MW New, New Mexico Wind | 50 | CAISO_Wind | 0 | wind_high_cf | wind_high_cf_2030_12 | 23.78% | 1 | 11.8907 | 11.8907 | ok | new_resolve | 1 | 1 | New_Mexico_Wind_New_Mexico_Wind_2022_50 MW New, New Mexico Wind | 0 | 0 | 1 | 1 | 1 | 1 | 1 | 1 | 1 | 1
SDCP | Southern_California_Desert_Ex_Wind | Southern_California_Desert_Ex_Wind_2023 | 2023 | 1 | 15.116 |  | 1 | planned_new |  | 100 MW New Wind | 100 | CAISO_Wind | 0 | wind_low_cf | wind_low_cf_2023_1 | 14% | 1 | 14 | 14 | ok | new_resolve | 1 | 1 | Southern_California_Desert_Ex_Wind_Southern_California_Desert_Ex_Wind_2023_100 MW New Wind | 1 | 7 | 1 | 1 | 1 | 1 | 1 | 1 | 1 | 1
SDCP | Southern_California_Desert_Ex_Wind | Southern_California_Desert_Ex_Wind_2023 | 2023 | 2 | 17.1025 |  | 1 | planned_new |  | 100 MW New Wind | 100 | CAISO_Wind | 0 | wind_low_cf | wind_low_cf_2023_2 | 12% | 1 | 12 | 12 | ok | new_resolve | 1 | 1 | Southern_California_Desert_Ex_Wind_Southern_California_Desert_Ex_Wind_2023_100 MW New Wind | 0 | 0 | 1 | 1 | 1 | 1 | 1 | 1 | 1 | 1
SDCP | Southern_California_Desert_Ex_Wind | Southern_California_Desert_Ex_Wind_2023 | 2023 | 3 | 23.7436 |  | 1 | planned_new |  | 100 MW New Wind | 100 | CAISO_Wind | 0 | wind_low_cf | wind_low_cf_2023_3 | 28% | 1 | 28 | 28 | ok | new_resolve | 1 | 1 | Southern_California_Desert_Ex_Wind_Southern_California_Desert_Ex_Wind_2023_100 MW New Wind | 0 | 0 | 1 | 1 | 1 | 1 | 1 | 1 | 1 | 1
SDCP | Southern_California_Desert_Ex_Wind | Southern_California_Desert_Ex_Wind_2023 | 2023 | 4 | 25.8708 |  | 1 | planned_new |  | 100 MW New Wind | 100 | CAISO_Wind | 0 | wind_low_cf | wind_low_cf_2023_4 | 25% | 1 | 25 | 25 | ok | new_resolve | 1 | 1 | Southern_California_Desert_Ex_Wind_Southern_California_Desert_Ex_Wind_2023_100 MW New Wind | 0 | 0 | 1 | 1 | 1 | 1 | 1 | 1 | 1 | 1
SDCP | Southern_California_Desert_Ex_Wind | Southern_California_Desert_Ex_Wind_2023 | 2023 | 5 | 28.4392 |  | 1 | planned_new |  | 100 MW New Wind | 100 | CAISO_Wind | 0 | wind_low_cf | wind_low_cf_2023_5 | 25% | 1 | 25 | 25 | ok | new_resolve | 1 | 1 | Southern_California_Desert_Ex_Wind_Southern_California_Desert_Ex_Wind_2023_100 MW New Wind | 0 | 0 | 1 | 1 | 1 | 1 | 1 | 1 | 1 | 1
SDCP | Southern_California_Desert_Ex_Wind | Southern_California_Desert_Ex_Wind_2023 | 2023 | 6 | 27.7317 |  | 1 | planned_new |  | 100 MW New Wind | 100 | CAISO_Wind | 0 | wind_low_cf | wind_low_cf_2023_6 | 33% | 1 | 33 | 33 | ok | new_resolve | 1 | 1 | Southern_California_Desert_Ex_Wind_Southern_California_Desert_Ex_Wind_2023_100 MW New Wind | 0 | 0 | 1 | 1 | 1 | 1 | 1 | 1 | 1 | 1
SDCP | Southern_California_Desert_Ex_Wind | Southern_California_Desert_Ex_Wind_2023 | 2023 | 7 | 26.5583 |  | 1 | planned_new |  | 100 MW New Wind | 100 | CAISO_Wind | 0 | wind_low_cf | wind_low_cf_2023_7 | 23% | 1 | 23 | 23 | ok | new_resolve | 1 | 1 | Southern_California_Desert_Ex_Wind_Southern_California_Desert_Ex_Wind_2023_100 MW New Wind | 0 | 0 | 1 | 1 | 1 | 1 | 1 | 1 | 1 | 1
SDCP | Southern_California_Desert_Ex_Wind | Southern_California_Desert_Ex_Wind_2023 | 2023 | 8 | 25.8004 |  | 1 | planned_new |  | 100 MW New Wind | 100 | CAISO_Wind | 0 | wind_low_cf | wind_low_cf_2023_8 | 21% | 1 | 21 | 21 | ok | new_resolve | 1 | 1 | Southern_California_Desert_Ex_Wind_Southern_California_Desert_Ex_Wind_2023_100 MW New Wind | 0 | 0 | 1 | 1 | 1 | 1 | 1 | 1 | 1 | 1
SDCP | Southern_California_Desert_Ex_Wind | Southern_California_Desert_Ex_Wind_2023 | 2023 | 9 | 22.7835 |  | 1 | planned_new |  | 100 MW New Wind | 100 | CAISO_Wind | 0 | wind_low_cf | wind_low_cf_2023_9 | 15% | 1 | 15 | 15 | ok | new_resolve | 1 | 1 | Southern_California_Desert_Ex_Wind_Southern_California_Desert_Ex_Wind_2023_100 MW New Wind | 0 | 0 | 1 | 1 | 1 | 1 | 1 | 1 | 1 | 1
SDCP | Southern_California_Desert_Ex_Wind | Southern_California_Desert_Ex_Wind_2023 | 2023 | 10 | 20.2724 |  | 1 | planned_new |  | 100 MW New Wind | 100 | CAISO_Wind | 0 | wind_low_cf | wind_low_cf_2023_10 | 8% | 1 | 8 | 8 | ok | new_resolve | 1 | 1 | Southern_California_Desert_Ex_Wind_Southern_California_Desert_Ex_Wind_2023_100 MW New Wind | 0 | 0 | 1 | 1 | 1 | 1 | 1 | 1 | 1 | 1
SDCP | Southern_California_Desert_Ex_Wind | Southern_California_Desert_Ex_Wind_2023 | 2023 | 11 | 15.5808 |  | 1 | planned_new |  | 100 MW New Wind | 100 | CAISO_Wind | 0 | wind_low_cf | wind_low_cf_2023_11 | 12% | 1 | 12 | 12 | ok | new_resolve | 1 | 1 | Southern_California_Desert_Ex_Wind_Southern_California_Desert_Ex_Wind_2023_100 MW New Wind | 0 | 0 | 1 | 1 | 1 | 1 | 1 | 1 | 1 | 1
SDCP | Southern_California_Desert_Ex_Wind | Southern_California_Desert_Ex_Wind_2023 | 2023 | 12 | 13.8007 |  | 1 | planned_new |  | 100 MW New Wind | 100 | CAISO_Wind | 0 | wind_low_cf | wind_low_cf_2023_12 | 13% | 1 | 13 | 13 | ok | new_resolve | 1 | 1 | Southern_California_Desert_Ex_Wind_Southern_California_Desert_Ex_Wind_2023_100 MW New Wind | 0 | 0 | 1 | 1 | 1 | 1 | 1 | 1 | 1 | 1
SDCP | Southern_California_Desert_Ex_Wind | Southern_California_Desert_Ex_Wind_2023 | 2024 | 1 | 15.116 |  | 1 | planned_new |  | 100 MW New Wind | 100 | CAISO_Wind | 0 | wind_low_cf | wind_low_cf_2024_1 | 16.12% | 1 | 16.1161 | 16.1161 | ok | new_resolve | 1 | 1 | Southern_California_Desert_Ex_Wind_Southern_California_Desert_Ex_Wind_2023_100 MW New Wind | 0 | 0 | 1 | 1 | 1 | 1 | 1 | 1 | 1 | 1
SDCP | Southern_California_Desert_Ex_Wind | Southern_California_Desert_Ex_Wind_2023 | 2024 | 2 | 17.1025 |  | 1 | planned_new |  | 100 MW New Wind | 100 | CAISO_Wind | 0 | wind_low_cf | wind_low_cf_2024_2 | 13.81% | 1 | 13.8138 | 13.8138 | ok | new_resolve | 1 | 1 | Southern_California_Desert_Ex_Wind_Southern_California_Desert_Ex_Wind_2023_100 MW New Wind | 0 | 0 | 1 | 1 | 1 | 1 | 1 | 1 | 1 | 1
SDCP | Southern_California_Desert_Ex_Wind | Southern_California_Desert_Ex_Wind_2023 | 2024 | 3 | 23.7436 |  | 1 | planned_new |  | 100 MW New Wind | 100 | CAISO_Wind | 0 | wind_low_cf | wind_low_cf_2024_3 | 32.23% | 1 | 32.2323 | 32.2323 | ok | new_resolve | 1 | 1 | Southern_California_Desert_Ex_Wind_Southern_California_Desert_Ex_Wind_2023_100 MW New Wind | 0 | 0 | 1 | 1 | 1 | 1 | 1 | 1 | 1 | 1
SDCP | Southern_California_Desert_Ex_Wind | Southern_California_Desert_Ex_Wind_2023 | 2024 | 4 | 25.8708 |  | 1 | planned_new |  | 100 MW New Wind | 100 | CAISO_Wind | 0 | wind_low_cf | wind_low_cf_2024_4 | 28.78% | 1 | 28.7788 | 28.7788 | ok | new_resolve | 1 | 1 | Southern_California_Desert_Ex_Wind_Southern_California_Desert_Ex_Wind_2023_100 MW New Wind | 0 | 0 | 1 | 1 | 1 | 1 | 1 | 1 | 1 | 1
SDCP | Southern_California_Desert_Ex_Wind | Southern_California_Desert_Ex_Wind_2023 | 2024 | 5 | 28.4392 |  | 1 | planned_new |  | 100 MW New Wind | 100 | CAISO_Wind | 0 | wind_low_cf | wind_low_cf_2024_5 | 28.78% | 1 | 28.7788 | 28.7788 | ok | new_resolve | 1 | 1 | Southern_California_Desert_Ex_Wind_Southern_California_Desert_Ex_Wind_2023_100 MW New Wind | 0 | 0 | 1 | 1 | 1 | 1 | 1 | 1 | 1 | 1
SDCP | Southern_California_Desert_Ex_Wind | Southern_California_Desert_Ex_Wind_2023 | 2024 | 6 | 27.7317 |  | 1 | planned_new |  | 100 MW New Wind | 100 | CAISO_Wind | 0 | wind_low_cf | wind_low_cf_2024_6 | 37.99% | 1 | 37.988 | 37.988 | ok | new_resolve | 1 | 1 | Southern_California_Desert_Ex_Wind_Southern_California_Desert_Ex_Wind_2023_100 MW New Wind | 0 | 0 | 1 | 1 | 1 | 1 | 1 | 1 | 1 | 1
SDCP | Southern_California_Desert_Ex_Wind | Southern_California_Desert_Ex_Wind_2023 | 2024 | 7 | 26.5583 |  | 1 | planned_new |  | 100 MW New Wind | 100 | CAISO_Wind | 0 | wind_low_cf | wind_low_cf_2024_7 | 26.48% | 1 | 26.4765 | 26.4765 | ok | new_resolve | 1 | 1 | Southern_California_Desert_Ex_Wind_Southern_California_Desert_Ex_Wind_2023_100 MW New Wind | 0 | 0 | 1 | 1 | 1 | 1 | 1 | 1 | 1 | 1
SDCP | Southern_California_Desert_Ex_Wind | Southern_California_Desert_Ex_Wind_2023 | 2024 | 8 | 25.8004 |  | 1 | planned_new |  | 100 MW New Wind | 100 | CAISO_Wind | 0 | wind_low_cf | wind_low_cf_2024_8 | 24.17% | 1 | 24.1742 | 24.1742 | ok | new_resolve | 1 | 1 | Southern_California_Desert_Ex_Wind_Southern_California_Desert_Ex_Wind_2023_100 MW New Wind | 0 | 0 | 1 | 1 | 1 | 1 | 1 | 1 | 1 | 1
SDCP | Southern_California_Desert_Ex_Wind | Southern_California_Desert_Ex_Wind_2023 | 2024 | 9 | 22.7835 |  | 1 | planned_new |  | 100 MW New Wind | 100 | CAISO_Wind | 0 | wind_low_cf | wind_low_cf_2024_9 | 17.27% | 1 | 17.2673 | 17.2673 | ok | new_resolve | 1 | 1 | Southern_California_Desert_Ex_Wind_Southern_California_Desert_Ex_Wind_2023_100 MW New Wind | 0 | 0 | 1 | 1 | 1 | 1 | 1 | 1 | 1 | 1
SDCP | Southern_California_Desert_Ex_Wind | Southern_California_Desert_Ex_Wind_2023 | 2024 | 10 | 20.2724 |  | 1 | planned_new |  | 100 MW New Wind | 100 | CAISO_Wind | 0 | wind_low_cf | wind_low_cf_2024_10 | 9.209% | 1 | 9.2092 | 9.2092 | ok | new_resolve | 1 | 1 | Southern_California_Desert_Ex_Wind_Southern_California_Desert_Ex_Wind_2023_100 MW New Wind | 0 | 0 | 1 | 1 | 1 | 1 | 1 | 1 | 1 | 1
SDCP | Southern_California_Desert_Ex_Wind | Southern_California_Desert_Ex_Wind_2023 | 2024 | 11 | 15.5808 |  | 1 | planned_new |  | 100 MW New Wind | 100 | CAISO_Wind | 0 | wind_low_cf | wind_low_cf_2024_11 | 13.81% | 1 | 13.8138 | 13.8138 | ok | new_resolve | 1 | 1 | Southern_California_Desert_Ex_Wind_Southern_California_Desert_Ex_Wind_2023_100 MW New Wind | 0 | 0 | 1 | 1 | 1 | 1 | 1 | 1 | 1 | 1
SDCP | Southern_California_Desert_Ex_Wind | Southern_California_Desert_Ex_Wind_2023 | 2024 | 12 | 13.8007 |  | 1 | planned_new |  | 100 MW New Wind | 100 | CAISO_Wind | 0 | wind_low_cf | wind_low_cf_2024_12 | 14.96% | 1 | 14.965 | 14.965 | ok | new_resolve | 1 | 1 | Southern_California_Desert_Ex_Wind_Southern_California_Desert_Ex_Wind_2023_100 MW New Wind | 0 | 0 | 1 | 1 | 1 | 1 | 1 | 1 | 1 | 1
SDCP | Southern_California_Desert_Ex_Wind | Southern_California_Desert_Ex_Wind_2023 | 2025 | 1 | 15.116 |  | 1 | planned_new |  | 100 MW New Wind | 100 | CAISO_Wind | 0 | wind_low_cf | wind_low_cf_2025_1 | 18.23% | 1 | 18.2322 | 18.2322 | ok | new_resolve | 1 | 1 | Southern_California_Desert_Ex_Wind_Southern_California_Desert_Ex_Wind_2023_100 MW New Wind | 0 | 0 | 1 | 1 | 1 | 1 | 1 | 1 | 1 | 1
SDCP | Southern_California_Desert_Ex_Wind | Southern_California_Desert_Ex_Wind_2023 | 2025 | 2 | 17.1025 |  | 1 | planned_new |  | 100 MW New Wind | 100 | CAISO_Wind | 0 | wind_low_cf | wind_low_cf_2025_2 | 15.63% | 1 | 15.6276 | 15.6276 | ok | new_resolve | 1 | 1 | Southern_California_Desert_Ex_Wind_Southern_California_Desert_Ex_Wind_2023_100 MW New Wind | 0 | 0 | 1 | 1 | 1 | 1 | 1 | 1 | 1 | 1
SDCP | Southern_California_Desert_Ex_Wind | Southern_California_Desert_Ex_Wind_2023 | 2025 | 3 | 23.7436 |  | 1 | planned_new |  | 100 MW New Wind | 100 | CAISO_Wind | 0 | wind_low_cf | wind_low_cf_2025_3 | 36.46% | 1 | 36.4645 | 36.4645 | ok | new_resolve | 1 | 1 | Southern_California_Desert_Ex_Wind_Southern_California_Desert_Ex_Wind_2023_100 MW New Wind | 0 | 0 | 1 | 1 | 1 | 1 | 1 | 1 | 1 | 1
SDCP | Southern_California_Desert_Ex_Wind | Southern_California_Desert_Ex_Wind_2023 | 2025 | 4 | 25.8708 |  | 1 | planned_new |  | 100 MW New Wind | 100 | CAISO_Wind | 0 | wind_low_cf | wind_low_cf_2025_4 | 32.56% | 1 | 32.5576 | 32.5576 | ok | new_resolve | 1 | 1 | Southern_California_Desert_Ex_Wind_Southern_California_Desert_Ex_Wind_2023_100 MW New Wind | 0 | 0 | 1 | 1 | 1 | 1 | 1 | 1 | 1 | 1
SDCP | Southern_California_Desert_Ex_Wind | Southern_California_Desert_Ex_Wind_2023 | 2025 | 5 | 28.4392 |  | 1 | planned_new |  | 100 MW New Wind | 100 | CAISO_Wind | 0 | wind_low_cf | wind_low_cf_2025_5 | 32.56% | 1 | 32.5576 | 32.5576 | ok | new_resolve | 1 | 1 | Southern_California_Desert_Ex_Wind_Southern_California_Desert_Ex_Wind_2023_100 MW New Wind | 0 | 0 | 1 | 1 | 1 | 1 | 1 | 1 | 1 | 1
SDCP | Southern_California_Desert_Ex_Wind | Southern_California_Desert_Ex_Wind_2023 | 2025 | 6 | 27.7317 |  | 1 | planned_new |  | 100 MW New Wind | 100 | CAISO_Wind | 0 | wind_low_cf | wind_low_cf_2025_6 | 42.98% | 1 | 42.976 | 42.976 | ok | new_resolve | 1 | 1 | Southern_California_Desert_Ex_Wind_Southern_California_Desert_Ex_Wind_2023_100 MW New Wind | 0 | 0 | 1 | 1 | 1 | 1 | 1 | 1 | 1 | 1
SDCP | Southern_California_Desert_Ex_Wind | Southern_California_Desert_Ex_Wind_2023 | 2025 | 7 | 26.5583 |  | 1 | planned_new |  | 100 MW New Wind | 100 | CAISO_Wind | 0 | wind_low_cf | wind_low_cf_2025_7 | 29.95% | 1 | 29.953 | 29.953 | ok | new_resolve | 1 | 1 | Southern_California_Desert_Ex_Wind_Southern_California_Desert_Ex_Wind_2023_100 MW New Wind | 0 | 0 | 1 | 1 | 1 | 1 | 1 | 1 | 1 | 1
SDCP | Southern_California_Desert_Ex_Wind | Southern_California_Desert_Ex_Wind_2023 | 2025 | 8 | 25.8004 |  | 1 | planned_new |  | 100 MW New Wind | 100 | CAISO_Wind | 0 | wind_low_cf | wind_low_cf_2025_8 | 27.35% | 1 | 27.3484 | 27.3484 | ok | new_resolve | 1 | 1 | Southern_California_Desert_Ex_Wind_Southern_California_Desert_Ex_Wind_2023_100 MW New Wind | 0 | 0 | 1 | 1 | 1 | 1 | 1 | 1 | 1 | 1
SDCP | Southern_California_Desert_Ex_Wind | Southern_California_Desert_Ex_Wind_2023 | 2025 | 9 | 22.7835 |  | 1 | planned_new |  | 100 MW New Wind | 100 | CAISO_Wind | 0 | wind_low_cf | wind_low_cf_2025_9 | 19.53% | 1 | 19.5346 | 19.5346 | ok | new_resolve | 1 | 1 | Southern_California_Desert_Ex_Wind_Southern_California_Desert_Ex_Wind_2023_100 MW New Wind | 0 | 0 | 1 | 1 | 1 | 1 | 1 | 1 | 1 | 1
SDCP | Southern_California_Desert_Ex_Wind | Southern_California_Desert_Ex_Wind_2023 | 2025 | 10 | 20.2724 |  | 1 | planned_new |  | 100 MW New Wind | 100 | CAISO_Wind | 0 | wind_low_cf | wind_low_cf_2025_10 | 10.42% | 1 | 10.4184 | 10.4184 | ok | new_resolve | 1 | 1 | Southern_California_Desert_Ex_Wind_Southern_California_Desert_Ex_Wind_2023_100 MW New Wind | 0 | 0 | 1 | 1 | 1 | 1 | 1 | 1 | 1 | 1
SDCP | Southern_California_Desert_Ex_Wind | Southern_California_Desert_Ex_Wind_2023 | 2025 | 11 | 15.5808 |  | 1 | planned_new |  | 100 MW New Wind | 100 | CAISO_Wind | 0 | wind_low_cf | wind_low_cf_2025_11 | 15.63% | 1 | 15.6276 | 15.6276 | ok | new_resolve | 1 | 1 | Southern_California_Desert_Ex_Wind_Southern_California_Desert_Ex_Wind_2023_100 MW New Wind | 0 | 0 | 1 | 1 | 1 | 1 | 1 | 1 | 1 | 1
SDCP | Southern_California_Desert_Ex_Wind | Southern_California_Desert_Ex_Wind_2023 | 2025 | 12 | 13.8007 |  | 1 | planned_new |  | 100 MW New Wind | 100 | CAISO_Wind | 0 | wind_low_cf | wind_low_cf_2025_12 | 16.93% | 1 | 16.9299 | 16.9299 | ok | new_resolve | 1 | 1 | Southern_California_Desert_Ex_Wind_Southern_California_Desert_Ex_Wind_2023_100 MW New Wind | 0 | 0 | 1 | 1 | 1 | 1 | 1 | 1 | 1 | 1
SDCP | Southern_California_Desert_Ex_Wind | Southern_California_Desert_Ex_Wind_2023 | 2026 | 1 | 15.116 |  | 1 | planned_new |  | 100 MW New Wind | 100 | CAISO_Wind | 0 | wind_low_cf | wind_low_cf_2026_1 | 20.35% | 1 | 20.3484 | 20.3484 | ok | new_resolve | 1 | 1 | Southern_California_Desert_Ex_Wind_Southern_California_Desert_Ex_Wind_2023_100 MW New Wind | 0 | 0 | 1 | 1 | 1 | 1 | 1 | 1 | 1 | 1
SDCP | Southern_California_Desert_Ex_Wind | Southern_California_Desert_Ex_Wind_2023 | 2026 | 2 | 17.1025 |  | 1 | planned_new |  | 100 MW New Wind | 100 | CAISO_Wind | 0 | wind_low_cf | wind_low_cf_2026_2 | 17.44% | 1 | 17.4415 | 17.4415 | ok | new_resolve | 1 | 1 | Southern_California_Desert_Ex_Wind_Southern_California_Desert_Ex_Wind_2023_100 MW New Wind | 0 | 0 | 1 | 1 | 1 | 1 | 1 | 1 | 1 | 1
SDCP | Southern_California_Desert_Ex_Wind | Southern_California_Desert_Ex_Wind_2023 | 2026 | 3 | 23.7436 |  | 1 | planned_new |  | 100 MW New Wind | 100 | CAISO_Wind | 0 | wind_low_cf | wind_low_cf_2026_3 | 40.7% | 1 | 40.6967 | 40.6967 | ok | new_resolve | 1 | 1 | Southern_California_Desert_Ex_Wind_Southern_California_Desert_Ex_Wind_2023_100 MW New Wind | 0 | 0 | 1 | 1 | 1 | 1 | 1 | 1 | 1 | 1
SDCP | Southern_California_Desert_Ex_Wind | Southern_California_Desert_Ex_Wind_2023 | 2026 | 4 | 25.8708 |  | 1 | planned_new |  | 100 MW New Wind | 100 | CAISO_Wind | 0 | wind_low_cf | wind_low_cf_2026_4 | 36.34% | 1 | 36.3364 | 36.3364 | ok | new_resolve | 1 | 1 | Southern_California_Desert_Ex_Wind_Southern_California_Desert_Ex_Wind_2023_100 MW New Wind | 0 | 0 | 1 | 1 | 1 | 1 | 1 | 1 | 1 | 1
SDCP | Southern_California_Desert_Ex_Wind | Southern_California_Desert_Ex_Wind_2023 | 2026 | 5 | 28.4392 |  | 1 | planned_new |  | 100 MW New Wind | 100 | CAISO_Wind | 0 | wind_low_cf | wind_low_cf_2026_5 | 36.34% | 1 | 36.3364 | 36.3364 | ok | new_resolve | 1 | 1 | Southern_California_Desert_Ex_Wind_Southern_California_Desert_Ex_Wind_2023_100 MW New Wind | 0 | 0 | 1 | 1 | 1 | 1 | 1 | 1 | 1 | 1
SDCP | Southern_California_Desert_Ex_Wind | Southern_California_Desert_Ex_Wind_2023 | 2026 | 6 | 27.7317 |  | 1 | planned_new |  | 100 MW New Wind | 100 | CAISO_Wind | 0 | wind_low_cf | wind_low_cf_2026_6 | 47.96% | 1 | 47.964 | 47.964 | ok | new_resolve | 1 | 1 | Southern_California_Desert_Ex_Wind_Southern_California_Desert_Ex_Wind_2023_100 MW New Wind | 0 | 0 | 1 | 1 | 1 | 1 | 1 | 1 | 1 | 1
SDCP | Southern_California_Desert_Ex_Wind | Southern_California_Desert_Ex_Wind_2023 | 2026 | 7 | 26.5583 |  | 1 | planned_new |  | 100 MW New Wind | 100 | CAISO_Wind | 0 | wind_low_cf | wind_low_cf_2026_7 | 33.43% | 1 | 33.4295 | 33.4295 | ok | new_resolve | 1 | 1 | Southern_California_Desert_Ex_Wind_Southern_California_Desert_Ex_Wind_2023_100 MW New Wind | 0 | 0 | 1 | 1 | 1 | 1 | 1 | 1 | 1 | 1
SDCP | Southern_California_Desert_Ex_Wind | Southern_California_Desert_Ex_Wind_2023 | 2026 | 8 | 25.8004 |  | 1 | planned_new |  | 100 MW New Wind | 100 | CAISO_Wind | 0 | wind_low_cf | wind_low_cf_2026_8 | 30.52% | 1 | 30.5226 | 30.5226 | ok | new_resolve | 1 | 1 | Southern_California_Desert_Ex_Wind_Southern_California_Desert_Ex_Wind_2023_100 MW New Wind | 0 | 0 | 1 | 1 | 1 | 1 | 1 | 1 | 1 | 1
SDCP | Southern_California_Desert_Ex_Wind | Southern_California_Desert_Ex_Wind_2023 | 2026 | 9 | 22.7835 |  | 1 | planned_new |  | 100 MW New Wind | 100 | CAISO_Wind | 0 | wind_low_cf | wind_low_cf_2026_9 | 21.8% | 1 | 21.8018 | 21.8018 | ok | new_resolve | 1 | 1 | Southern_California_Desert_Ex_Wind_Southern_California_Desert_Ex_Wind_2023_100 MW New Wind | 0 | 0 | 1 | 1 | 1 | 1 | 1 | 1 | 1 | 1
SDCP | Southern_California_Desert_Ex_Wind | Southern_California_Desert_Ex_Wind_2023 | 2026 | 10 | 20.2724 |  | 1 | planned_new |  | 100 MW New Wind | 100 | CAISO_Wind | 0 | wind_low_cf | wind_low_cf_2026_10 | 11.63% | 1 | 11.6276 | 11.6276 | ok | new_resolve | 1 | 1 | Southern_California_Desert_Ex_Wind_Southern_California_Desert_Ex_Wind_2023_100 MW New Wind | 0 | 0 | 1 | 1 | 1 | 1 | 1 | 1 | 1 | 1
SDCP | Southern_California_Desert_Ex_Wind | Southern_California_Desert_Ex_Wind_2023 | 2026 | 11 | 15.5808 |  | 1 | planned_new |  | 100 MW New Wind | 100 | CAISO_Wind | 0 | wind_low_cf | wind_low_cf_2026_11 | 17.44% | 1 | 17.4415 | 17.4415 | ok | new_resolve | 1 | 1 | Southern_California_Desert_Ex_Wind_Southern_California_Desert_Ex_Wind_2023_100 MW New Wind | 0 | 0 | 1 | 1 | 1 | 1 | 1 | 1 | 1 | 1
SDCP | Southern_California_Desert_Ex_Wind | Southern_California_Desert_Ex_Wind_2023 | 2026 | 12 | 13.8007 |  | 1 | planned_new |  | 100 MW New Wind | 100 | CAISO_Wind | 0 | wind_low_cf | wind_low_cf_2026_12 | 18.89% | 1 | 18.8949 | 18.8949 | ok | new_resolve | 1 | 1 | Southern_California_Desert_Ex_Wind_Southern_California_Desert_Ex_Wind_2023_100 MW New Wind | 0 | 0 | 1 | 1 | 1 | 1 | 1 | 1 | 1 | 1
SDCP | Southern_California_Desert_Ex_Wind | Southern_California_Desert_Ex_Wind_2023 | 2027 | 1 | 15.116 |  | 1 | planned_new |  | 100 MW New Wind | 100 | CAISO_Wind | 0 | wind_low_cf | wind_low_cf_2027_1 | 20.32% | 1 | 20.3228 | 20.3228 | ok | new_resolve | 1 | 1 | Southern_California_Desert_Ex_Wind_Southern_California_Desert_Ex_Wind_2023_100 MW New Wind | 0 | 0 | 1 | 1 | 1 | 1 | 1 | 1 | 1 | 1
SDCP | Southern_California_Desert_Ex_Wind | Southern_California_Desert_Ex_Wind_2023 | 2027 | 2 | 17.1025 |  | 1 | planned_new |  | 100 MW New Wind | 100 | CAISO_Wind | 0 | wind_low_cf | wind_low_cf_2027_2 | 17.42% | 1 | 17.4196 | 17.4196 | ok | new_resolve | 1 | 1 | Southern_California_Desert_Ex_Wind_Southern_California_Desert_Ex_Wind_2023_100 MW New Wind | 0 | 0 | 1 | 1 | 1 | 1 | 1 | 1 | 1 | 1
SDCP | Southern_California_Desert_Ex_Wind | Southern_California_Desert_Ex_Wind_2023 | 2027 | 3 | 23.7436 |  | 1 | planned_new |  | 100 MW New Wind | 100 | CAISO_Wind | 0 | wind_low_cf | wind_low_cf_2027_3 | 40.65% | 1 | 40.6456 | 40.6456 | ok | new_resolve | 1 | 1 | Southern_California_Desert_Ex_Wind_Southern_California_Desert_Ex_Wind_2023_100 MW New Wind | 0 | 0 | 1 | 1 | 1 | 1 | 1 | 1 | 1 | 1
SDCP | Southern_California_Desert_Ex_Wind | Southern_California_Desert_Ex_Wind_2023 | 2027 | 4 | 25.8708 |  | 1 | planned_new |  | 100 MW New Wind | 100 | CAISO_Wind | 0 | wind_low_cf | wind_low_cf_2027_4 | 36.29% | 1 | 36.2907 | 36.2907 | ok | new_resolve | 1 | 1 | Southern_California_Desert_Ex_Wind_Southern_California_Desert_Ex_Wind_2023_100 MW New Wind | 0 | 0 | 1 | 1 | 1 | 1 | 1 | 1 | 1 | 1
SDCP | Southern_California_Desert_Ex_Wind | Southern_California_Desert_Ex_Wind_2023 | 2027 | 5 | 28.4392 |  | 1 | planned_new |  | 100 MW New Wind | 100 | CAISO_Wind | 0 | wind_low_cf | wind_low_cf_2027_5 | 36.29% | 1 | 36.2907 | 36.2907 | ok | new_resolve | 1 | 1 | Southern_California_Desert_Ex_Wind_Southern_California_Desert_Ex_Wind_2023_100 MW New Wind | 0 | 0 | 1 | 1 | 1 | 1 | 1 | 1 | 1 | 1
SDCP | Southern_California_Desert_Ex_Wind | Southern_California_Desert_Ex_Wind_2023 | 2027 | 6 | 27.7317 |  | 1 | planned_new |  | 100 MW New Wind | 100 | CAISO_Wind | 0 | wind_low_cf | wind_low_cf_2027_6 | 47.9% | 1 | 47.9038 | 47.9038 | ok | new_resolve | 1 | 1 | Southern_California_Desert_Ex_Wind_Southern_California_Desert_Ex_Wind_2023_100 MW New Wind | 0 | 0 | 1 | 1 | 1 | 1 | 1 | 1 | 1 | 1
SDCP | Southern_California_Desert_Ex_Wind | Southern_California_Desert_Ex_Wind_2023 | 2027 | 7 | 26.5583 |  | 1 | planned_new |  | 100 MW New Wind | 100 | CAISO_Wind | 0 | wind_low_cf | wind_low_cf_2027_7 | 33.39% | 1 | 33.3875 | 33.3875 | ok | new_resolve | 1 | 1 | Southern_California_Desert_Ex_Wind_Southern_California_Desert_Ex_Wind_2023_100 MW New Wind | 0 | 0 | 1 | 1 | 1 | 1 | 1 | 1 | 1 | 1
SDCP | Southern_California_Desert_Ex_Wind | Southern_California_Desert_Ex_Wind_2023 | 2027 | 8 | 25.8004 |  | 1 | planned_new |  | 100 MW New Wind | 100 | CAISO_Wind | 0 | wind_low_cf | wind_low_cf_2027_8 | 30.48% | 1 | 30.4842 | 30.4842 | ok | new_resolve | 1 | 1 | Southern_California_Desert_Ex_Wind_Southern_California_Desert_Ex_Wind_2023_100 MW New Wind | 0 | 0 | 1 | 1 | 1 | 1 | 1 | 1 | 1 | 1
SDCP | Southern_California_Desert_Ex_Wind | Southern_California_Desert_Ex_Wind_2023 | 2027 | 9 | 22.7835 |  | 1 | planned_new |  | 100 MW New Wind | 100 | CAISO_Wind | 0 | wind_low_cf | wind_low_cf_2027_9 | 21.77% | 1 | 21.7744 | 21.7744 | ok | new_resolve | 1 | 1 | Southern_California_Desert_Ex_Wind_Southern_California_Desert_Ex_Wind_2023_100 MW New Wind | 0 | 0 | 1 | 1 | 1 | 1 | 1 | 1 | 1 | 1
SDCP | Southern_California_Desert_Ex_Wind | Southern_California_Desert_Ex_Wind_2023 | 2027 | 10 | 20.2724 |  | 1 | planned_new |  | 100 MW New Wind | 100 | CAISO_Wind | 0 | wind_low_cf | wind_low_cf_2027_10 | 11.61% | 1 | 11.613 | 11.613 | ok | new_resolve | 1 | 1 | Southern_California_Desert_Ex_Wind_Southern_California_Desert_Ex_Wind_2023_100 MW New Wind | 0 | 0 | 1 | 1 | 1 | 1 | 1 | 1 | 1 | 1
SDCP | Southern_California_Desert_Ex_Wind | Southern_California_Desert_Ex_Wind_2023 | 2027 | 11 | 15.5808 |  | 1 | planned_new |  | 100 MW New Wind | 100 | CAISO_Wind | 0 | wind_low_cf | wind_low_cf_2027_11 | 17.42% | 1 | 17.4196 | 17.4196 | ok | new_resolve | 1 | 1 | Southern_California_Desert_Ex_Wind_Southern_California_Desert_Ex_Wind_2023_100 MW New Wind | 0 | 0 | 1 | 1 | 1 | 1 | 1 | 1 | 1 | 1
SDCP | Southern_California_Desert_Ex_Wind | Southern_California_Desert_Ex_Wind_2023 | 2027 | 12 | 13.8007 |  | 1 | planned_new |  | 100 MW New Wind | 100 | CAISO_Wind | 0 | wind_low_cf | wind_low_cf_2027_12 | 18.87% | 1 | 18.8712 | 18.8712 | ok | new_resolve | 1 | 1 | Southern_California_Desert_Ex_Wind_Southern_California_Desert_Ex_Wind_2023_100 MW New Wind | 0 | 0 | 1 | 1 | 1 | 1 | 1 | 1 | 1 | 1
SDCP | Southern_California_Desert_Ex_Wind | Southern_California_Desert_Ex_Wind_2023 | 2028 | 1 | 15.116 |  | 1 | planned_new |  | 100 MW New Wind | 100 | CAISO_Wind | 0 | wind_low_cf | wind_low_cf_2028_1 | 20.3% | 1 | 20.2972 | 20.2972 | ok | new_resolve | 1 | 1 | Southern_California_Desert_Ex_Wind_Southern_California_Desert_Ex_Wind_2023_100 MW New Wind | 0 | 0 | 1 | 1 | 1 | 1 | 1 | 1 | 1 | 1
SDCP | Southern_California_Desert_Ex_Wind | Southern_California_Desert_Ex_Wind_2023 | 2028 | 2 | 17.1025 |  | 1 | planned_new |  | 100 MW New Wind | 100 | CAISO_Wind | 0 | wind_low_cf | wind_low_cf_2028_2 | 17.4% | 1 | 17.3976 | 17.3976 | ok | new_resolve | 1 | 1 | Southern_California_Desert_Ex_Wind_Southern_California_Desert_Ex_Wind_2023_100 MW New Wind | 0 | 0 | 1 | 1 | 1 | 1 | 1 | 1 | 1 | 1
SDCP | Southern_California_Desert_Ex_Wind | Southern_California_Desert_Ex_Wind_2023 | 2028 | 3 | 23.7436 |  | 1 | planned_new |  | 100 MW New Wind | 100 | CAISO_Wind | 0 | wind_low_cf | wind_low_cf_2028_3 | 40.59% | 1 | 40.5945 | 40.5945 | ok | new_resolve | 1 | 1 | Southern_California_Desert_Ex_Wind_Southern_California_Desert_Ex_Wind_2023_100 MW New Wind | 0 | 0 | 1 | 1 | 1 | 1 | 1 | 1 | 1 | 1
SDCP | Southern_California_Desert_Ex_Wind | Southern_California_Desert_Ex_Wind_2023 | 2028 | 4 | 25.8708 |  | 1 | planned_new |  | 100 MW New Wind | 100 | CAISO_Wind | 0 | wind_low_cf | wind_low_cf_2028_4 | 36.25% | 1 | 36.2451 | 36.2451 | ok | new_resolve | 1 | 1 | Southern_California_Desert_Ex_Wind_Southern_California_Desert_Ex_Wind_2023_100 MW New Wind | 0 | 0 | 1 | 1 | 1 | 1 | 1 | 1 | 1 | 1
SDCP | Southern_California_Desert_Ex_Wind | Southern_California_Desert_Ex_Wind_2023 | 2028 | 5 | 28.4392 |  | 1 | planned_new |  | 100 MW New Wind | 100 | CAISO_Wind | 0 | wind_low_cf | wind_low_cf_2028_5 | 36.25% | 1 | 36.2451 | 36.2451 | ok | new_resolve | 1 | 1 | Southern_California_Desert_Ex_Wind_Southern_California_Desert_Ex_Wind_2023_100 MW New Wind | 0 | 0 | 1 | 1 | 1 | 1 | 1 | 1 | 1 | 1
SDCP | Southern_California_Desert_Ex_Wind | Southern_California_Desert_Ex_Wind_2023 | 2028 | 6 | 27.7317 |  | 1 | planned_new |  | 100 MW New Wind | 100 | CAISO_Wind | 0 | wind_low_cf | wind_low_cf_2028_6 | 47.84% | 1 | 47.8435 | 47.8435 | ok | new_resolve | 1 | 1 | Southern_California_Desert_Ex_Wind_Southern_California_Desert_Ex_Wind_2023_100 MW New Wind | 0 | 0 | 1 | 1 | 1 | 1 | 1 | 1 | 1 | 1
SDCP | Southern_California_Desert_Ex_Wind | Southern_California_Desert_Ex_Wind_2023 | 2028 | 7 | 26.5583 |  | 1 | planned_new |  | 100 MW New Wind | 100 | CAISO_Wind | 0 | wind_low_cf | wind_low_cf_2028_7 | 33.35% | 1 | 33.3455 | 33.3455 | ok | new_resolve | 1 | 1 | Southern_California_Desert_Ex_Wind_Southern_California_Desert_Ex_Wind_2023_100 MW New Wind | 0 | 0 | 1 | 1 | 1 | 1 | 1 | 1 | 1 | 1
SDCP | Southern_California_Desert_Ex_Wind | Southern_California_Desert_Ex_Wind_2023 | 2028 | 8 | 25.8004 |  | 1 | planned_new |  | 100 MW New Wind | 100 | CAISO_Wind | 0 | wind_low_cf | wind_low_cf_2028_8 | 30.45% | 1 | 30.4459 | 30.4459 | ok | new_resolve | 1 | 1 | Southern_California_Desert_Ex_Wind_Southern_California_Desert_Ex_Wind_2023_100 MW New Wind | 0 | 0 | 1 | 1 | 1 | 1 | 1 | 1 | 1 | 1
SDCP | Southern_California_Desert_Ex_Wind | Southern_California_Desert_Ex_Wind_2023 | 2028 | 9 | 22.7835 |  | 1 | planned_new |  | 100 MW New Wind | 100 | CAISO_Wind | 0 | wind_low_cf | wind_low_cf_2028_9 | 21.75% | 1 | 21.747 | 21.747 | ok | new_resolve | 1 | 1 | Southern_California_Desert_Ex_Wind_Southern_California_Desert_Ex_Wind_2023_100 MW New Wind | 0 | 0 | 1 | 1 | 1 | 1 | 1 | 1 | 1 | 1
SDCP | Southern_California_Desert_Ex_Wind | Southern_California_Desert_Ex_Wind_2023 | 2028 | 10 | 20.2724 |  | 1 | planned_new |  | 100 MW New Wind | 100 | CAISO_Wind | 0 | wind_low_cf | wind_low_cf_2028_10 | 11.6% | 1 | 11.5984 | 11.5984 | ok | new_resolve | 1 | 1 | Southern_California_Desert_Ex_Wind_Southern_California_Desert_Ex_Wind_2023_100 MW New Wind | 0 | 0 | 1 | 1 | 1 | 1 | 1 | 1 | 1 | 1
SDCP | Southern_California_Desert_Ex_Wind | Southern_California_Desert_Ex_Wind_2023 | 2028 | 11 | 15.5808 |  | 1 | planned_new |  | 100 MW New Wind | 100 | CAISO_Wind | 0 | wind_low_cf | wind_low_cf_2028_11 | 17.4% | 1 | 17.3976 | 17.3976 | ok | new_resolve | 1 | 1 | Southern_California_Desert_Ex_Wind_Southern_California_Desert_Ex_Wind_2023_100 MW New Wind | 0 | 0 | 1 | 1 | 1 | 1 | 1 | 1 | 1 | 1
SDCP | Southern_California_Desert_Ex_Wind | Southern_California_Desert_Ex_Wind_2023 | 2028 | 12 | 13.8007 |  | 1 | planned_new |  | 100 MW New Wind | 100 | CAISO_Wind | 0 | wind_low_cf | wind_low_cf_2028_12 | 18.85% | 1 | 18.8474 | 18.8474 | ok | new_resolve | 1 | 1 | Southern_California_Desert_Ex_Wind_Southern_California_Desert_Ex_Wind_2023_100 MW New Wind | 0 | 0 | 1 | 1 | 1 | 1 | 1 | 1 | 1 | 1
SDCP | Southern_California_Desert_Ex_Wind | Southern_California_Desert_Ex_Wind_2023 | 2029 | 1 | 15.116 |  | 1 | planned_new |  | 100 MW New Wind | 100 | CAISO_Wind | 0 | wind_low_cf | wind_low_cf_2029_1 | 20.27% | 1 | 20.2717 | 20.2717 | ok | new_resolve | 1 | 1 | Southern_California_Desert_Ex_Wind_Southern_California_Desert_Ex_Wind_2023_100 MW New Wind | 0 | 0 | 1 | 1 | 1 | 1 | 1 | 1 | 1 | 1
SDCP | Southern_California_Desert_Ex_Wind | Southern_California_Desert_Ex_Wind_2023 | 2029 | 2 | 17.1025 |  | 1 | planned_new |  | 100 MW New Wind | 100 | CAISO_Wind | 0 | wind_low_cf | wind_low_cf_2029_2 | 17.38% | 1 | 17.3757 | 17.3757 | ok | new_resolve | 1 | 1 | Southern_California_Desert_Ex_Wind_Southern_California_Desert_Ex_Wind_2023_100 MW New Wind | 0 | 0 | 1 | 1 | 1 | 1 | 1 | 1 | 1 | 1
SDCP | Southern_California_Desert_Ex_Wind | Southern_California_Desert_Ex_Wind_2023 | 2029 | 3 | 23.7436 |  | 1 | planned_new |  | 100 MW New Wind | 100 | CAISO_Wind | 0 | wind_low_cf | wind_low_cf_2029_3 | 40.54% | 1 | 40.5434 | 40.5434 | ok | new_resolve | 1 | 1 | Southern_California_Desert_Ex_Wind_Southern_California_Desert_Ex_Wind_2023_100 MW New Wind | 0 | 0 | 1 | 1 | 1 | 1 | 1 | 1 | 1 | 1
SDCP | Southern_California_Desert_Ex_Wind | Southern_California_Desert_Ex_Wind_2023 | 2029 | 4 | 25.8708 |  | 1 | planned_new |  | 100 MW New Wind | 100 | CAISO_Wind | 0 | wind_low_cf | wind_low_cf_2029_4 | 36.2% | 1 | 36.1994 | 36.1994 | ok | new_resolve | 1 | 1 | Southern_California_Desert_Ex_Wind_Southern_California_Desert_Ex_Wind_2023_100 MW New Wind | 0 | 0 | 1 | 1 | 1 | 1 | 1 | 1 | 1 | 1
SDCP | Southern_California_Desert_Ex_Wind | Southern_California_Desert_Ex_Wind_2023 | 2029 | 5 | 28.4392 |  | 1 | planned_new |  | 100 MW New Wind | 100 | CAISO_Wind | 0 | wind_low_cf | wind_low_cf_2029_5 | 36.2% | 1 | 36.1994 | 36.1994 | ok | new_resolve | 1 | 1 | Southern_California_Desert_Ex_Wind_Southern_California_Desert_Ex_Wind_2023_100 MW New Wind | 0 | 0 | 1 | 1 | 1 | 1 | 1 | 1 | 1 | 1
SDCP | Southern_California_Desert_Ex_Wind | Southern_California_Desert_Ex_Wind_2023 | 2029 | 6 | 27.7317 |  | 1 | planned_new |  | 100 MW New Wind | 100 | CAISO_Wind | 0 | wind_low_cf | wind_low_cf_2029_6 | 47.78% | 1 | 47.7832 | 47.7832 | ok | new_resolve | 1 | 1 | Southern_California_Desert_Ex_Wind_Southern_California_Desert_Ex_Wind_2023_100 MW New Wind | 0 | 0 | 1 | 1 | 1 | 1 | 1 | 1 | 1 | 1
SDCP | Southern_California_Desert_Ex_Wind | Southern_California_Desert_Ex_Wind_2023 | 2029 | 7 | 26.5583 |  | 1 | planned_new |  | 100 MW New Wind | 100 | CAISO_Wind | 0 | wind_low_cf | wind_low_cf_2029_7 | 33.3% | 1 | 33.3035 | 33.3035 | ok | new_resolve | 1 | 1 | Southern_California_Desert_Ex_Wind_Southern_California_Desert_Ex_Wind_2023_100 MW New Wind | 0 | 0 | 1 | 1 | 1 | 1 | 1 | 1 | 1 | 1
SDCP | Southern_California_Desert_Ex_Wind | Southern_California_Desert_Ex_Wind_2023 | 2029 | 8 | 25.8004 |  | 1 | planned_new |  | 100 MW New Wind | 100 | CAISO_Wind | 0 | wind_low_cf | wind_low_cf_2029_8 | 30.41% | 1 | 30.4075 | 30.4075 | ok | new_resolve | 1 | 1 | Southern_California_Desert_Ex_Wind_Southern_California_Desert_Ex_Wind_2023_100 MW New Wind | 0 | 0 | 1 | 1 | 1 | 1 | 1 | 1 | 1 | 1
SDCP | Southern_California_Desert_Ex_Wind | Southern_California_Desert_Ex_Wind_2023 | 2029 | 9 | 22.7835 |  | 1 | planned_new |  | 100 MW New Wind | 100 | CAISO_Wind | 0 | wind_low_cf | wind_low_cf_2029_9 | 21.72% | 1 | 21.7197 | 21.7197 | ok | new_resolve | 1 | 1 | Southern_California_Desert_Ex_Wind_Southern_California_Desert_Ex_Wind_2023_100 MW New Wind | 0 | 0 | 1 | 1 | 1 | 1 | 1 | 1 | 1 | 1
SDCP | Southern_California_Desert_Ex_Wind | Southern_California_Desert_Ex_Wind_2023 | 2029 | 10 | 20.2724 |  | 1 | planned_new |  | 100 MW New Wind | 100 | CAISO_Wind | 0 | wind_low_cf | wind_low_cf_2029_10 | 11.58% | 1 | 11.5838 | 11.5838 | ok | new_resolve | 1 | 1 | Southern_California_Desert_Ex_Wind_Southern_California_Desert_Ex_Wind_2023_100 MW New Wind | 0 | 0 | 1 | 1 | 1 | 1 | 1 | 1 | 1 | 1
SDCP | Southern_California_Desert_Ex_Wind | Southern_California_Desert_Ex_Wind_2023 | 2029 | 11 | 15.5808 |  | 1 | planned_new |  | 100 MW New Wind | 100 | CAISO_Wind | 0 | wind_low_cf | wind_low_cf_2029_11 | 17.38% | 1 | 17.3757 | 17.3757 | ok | new_resolve | 1 | 1 | Southern_California_Desert_Ex_Wind_Southern_California_Desert_Ex_Wind_2023_100 MW New Wind | 0 | 0 | 1 | 1 | 1 | 1 | 1 | 1 | 1 | 1
SDCP | Southern_California_Desert_Ex_Wind | Southern_California_Desert_Ex_Wind_2023 | 2029 | 12 | 13.8007 |  | 1 | planned_new |  | 100 MW New Wind | 100 | CAISO_Wind | 0 | wind_low_cf | wind_low_cf_2029_12 | 18.82% | 1 | 18.8237 | 18.8237 | ok | new_resolve | 1 | 1 | Southern_California_Desert_Ex_Wind_Southern_California_Desert_Ex_Wind_2023_100 MW New Wind | 0 | 0 | 1 | 1 | 1 | 1 | 1 | 1 | 1 | 1
SDCP | Southern_California_Desert_Ex_Wind | Southern_California_Desert_Ex_Wind_2023 | 2030 | 1 | 15.116 |  | 1 | planned_new |  | 100 MW New Wind | 100 | CAISO_Wind | 0 | wind_low_cf | wind_low_cf_2030_1 | 20.25% | 1 | 20.2461 | 20.2461 | ok | new_resolve | 1 | 1 | Southern_California_Desert_Ex_Wind_Southern_California_Desert_Ex_Wind_2023_100 MW New Wind | 0 | 0 | 1 | 1 | 1 | 1 | 1 | 1 | 1 | 1
SDCP | Southern_California_Desert_Ex_Wind | Southern_California_Desert_Ex_Wind_2023 | 2030 | 2 | 17.1025 |  | 1 | planned_new |  | 100 MW New Wind | 100 | CAISO_Wind | 0 | wind_low_cf | wind_low_cf_2030_2 | 17.35% | 1 | 17.3538 | 17.3538 | ok | new_resolve | 1 | 1 | Southern_California_Desert_Ex_Wind_Southern_California_Desert_Ex_Wind_2023_100 MW New Wind | 0 | 0 | 1 | 1 | 1 | 1 | 1 | 1 | 1 | 1
SDCP | Southern_California_Desert_Ex_Wind | Southern_California_Desert_Ex_Wind_2023 | 2030 | 3 | 23.7436 |  | 1 | planned_new |  | 100 MW New Wind | 100 | CAISO_Wind | 0 | wind_low_cf | wind_low_cf_2030_3 | 40.49% | 1 | 40.4922 | 40.4922 | ok | new_resolve | 1 | 1 | Southern_California_Desert_Ex_Wind_Southern_California_Desert_Ex_Wind_2023_100 MW New Wind | 0 | 0 | 1 | 1 | 1 | 1 | 1 | 1 | 1 | 1
SDCP | Southern_California_Desert_Ex_Wind | Southern_California_Desert_Ex_Wind_2023 | 2030 | 4 | 25.8708 |  | 1 | planned_new |  | 100 MW New Wind | 100 | CAISO_Wind | 0 | wind_low_cf | wind_low_cf_2030_4 | 36.15% | 1 | 36.1538 | 36.1538 | ok | new_resolve | 1 | 1 | Southern_California_Desert_Ex_Wind_Southern_California_Desert_Ex_Wind_2023_100 MW New Wind | 0 | 0 | 1 | 1 | 1 | 1 | 1 | 1 | 1 | 1
SDCP | Southern_California_Desert_Ex_Wind | Southern_California_Desert_Ex_Wind_2023 | 2030 | 5 | 28.4392 |  | 1 | planned_new |  | 100 MW New Wind | 100 | CAISO_Wind | 0 | wind_low_cf | wind_low_cf_2030_5 | 36.15% | 1 | 36.1538 | 36.1538 | ok | new_resolve | 1 | 1 | Southern_California_Desert_Ex_Wind_Southern_California_Desert_Ex_Wind_2023_100 MW New Wind | 0 | 0 | 1 | 1 | 1 | 1 | 1 | 1 | 1 | 1
SDCP | Southern_California_Desert_Ex_Wind | Southern_California_Desert_Ex_Wind_2023 | 2030 | 6 | 27.7317 |  | 1 | planned_new |  | 100 MW New Wind | 100 | CAISO_Wind | 0 | wind_low_cf | wind_low_cf_2030_6 | 47.72% | 1 | 47.723 | 47.723 | ok | new_resolve | 1 | 1 | Southern_California_Desert_Ex_Wind_Southern_California_Desert_Ex_Wind_2023_100 MW New Wind | 0 | 0 | 1 | 1 | 1 | 1 | 1 | 1 | 1 | 1
SDCP | Southern_California_Desert_Ex_Wind | Southern_California_Desert_Ex_Wind_2023 | 2030 | 7 | 26.5583 |  | 1 | planned_new |  | 100 MW New Wind | 100 | CAISO_Wind | 0 | wind_low_cf | wind_low_cf_2030_7 | 33.26% | 1 | 33.2615 | 33.2615 | ok | new_resolve | 1 | 1 | Southern_California_Desert_Ex_Wind_Southern_California_Desert_Ex_Wind_2023_100 MW New Wind | 0 | 0 | 1 | 1 | 1 | 1 | 1 | 1 | 1 | 1
SDCP | Southern_California_Desert_Ex_Wind | Southern_California_Desert_Ex_Wind_2023 | 2030 | 8 | 25.8004 |  | 1 | planned_new |  | 100 MW New Wind | 100 | CAISO_Wind | 0 | wind_low_cf | wind_low_cf_2030_8 | 30.37% | 1 | 30.3692 | 30.3692 | ok | new_resolve | 1 | 1 | Southern_California_Desert_Ex_Wind_Southern_California_Desert_Ex_Wind_2023_100 MW New Wind | 0 | 0 | 1 | 1 | 1 | 1 | 1 | 1 | 1 | 1
SDCP | Southern_California_Desert_Ex_Wind | Southern_California_Desert_Ex_Wind_2023 | 2030 | 9 | 22.7835 |  | 1 | planned_new |  | 100 MW New Wind | 100 | CAISO_Wind | 0 | wind_low_cf | wind_low_cf_2030_9 | 21.69% | 1 | 21.6923 | 21.6923 | ok | new_resolve | 1 | 1 | Southern_California_Desert_Ex_Wind_Southern_California_Desert_Ex_Wind_2023_100 MW New Wind | 0 | 0 | 1 | 1 | 1 | 1 | 1 | 1 | 1 | 1
SDCP | Southern_California_Desert_Ex_Wind | Southern_California_Desert_Ex_Wind_2023 | 2030 | 10 | 20.2724 |  | 1 | planned_new |  | 100 MW New Wind | 100 | CAISO_Wind | 0 | wind_low_cf | wind_low_cf_2030_10 | 11.57% | 1 | 11.5692 | 11.5692 | ok | new_resolve | 1 | 1 | Southern_California_Desert_Ex_Wind_Southern_California_Desert_Ex_Wind_2023_100 MW New Wind | 0 | 0 | 1 | 1 | 1 | 1 | 1 | 1 | 1 | 1
SDCP | Southern_California_Desert_Ex_Wind | Southern_California_Desert_Ex_Wind_2023 | 2030 | 11 | 15.5808 |  | 1 | planned_new |  | 100 MW New Wind | 100 | CAISO_Wind | 0 | wind_low_cf | wind_low_cf_2030_11 | 17.35% | 1 | 17.3538 | 17.3538 | ok | new_resolve | 1 | 1 | Southern_California_Desert_Ex_Wind_Southern_California_Desert_Ex_Wind_2023_100 MW New Wind | 0 | 0 | 1 | 1 | 1 | 1 | 1 | 1 | 1 | 1
SDCP | Southern_California_Desert_Ex_Wind | Southern_California_Desert_Ex_Wind_2023 | 2030 | 12 | 13.8007 |  | 1 | planned_new |  | 100 MW New Wind | 100 | CAISO_Wind | 0 | wind_low_cf | wind_low_cf_2030_12 | 18.8% | 1 | 18.8 | 18.8 | ok | new_resolve | 1 | 1 | Southern_California_Desert_Ex_Wind_Southern_California_Desert_Ex_Wind_2023_100 MW New Wind | 0 | 0 | 1 | 1 | 1 | 1 | 1 | 1 | 1 | 1
SDCP | Southern_California_Desert_Ex_Wind | Southern_California_Desert_Ex_Wind_2026 | 2026 | 1 | 22.674 |  | 1 | planned_new |  | 150 MW New Wind | 150 | CAISO_Wind | 0 | wind_low_cf | wind_low_cf_2026_1 | 20.35% | 1 | 30.5226 | 30.5226 | ok | new_resolve | 1 | 1 | Southern_California_Desert_Ex_Wind_Southern_California_Desert_Ex_Wind_2026_150 MW New Wind | 1 | 8 | 1 | 1 | 1 | 1 | 1 | 1 | 1 | 1
SDCP | Southern_California_Desert_Ex_Wind | Southern_California_Desert_Ex_Wind_2026 | 2026 | 2 | 25.6537 |  | 1 | planned_new |  | 150 MW New Wind | 150 | CAISO_Wind | 0 | wind_low_cf | wind_low_cf_2026_2 | 17.44% | 1 | 26.1622 | 26.1622 | ok | new_resolve | 1 | 1 | Southern_California_Desert_Ex_Wind_Southern_California_Desert_Ex_Wind_2026_150 MW New Wind | 0 | 0 | 1 | 1 | 1 | 1 | 1 | 1 | 1 | 1
SDCP | Southern_California_Desert_Ex_Wind | Southern_California_Desert_Ex_Wind_2026 | 2026 | 3 | 35.6154 |  | 1 | planned_new |  | 150 MW New Wind | 150 | CAISO_Wind | 0 | wind_low_cf | wind_low_cf_2026_3 | 40.7% | 1 | 61.0451 | 61.0451 | ok | new_resolve | 1 | 1 | Southern_California_Desert_Ex_Wind_Southern_California_Desert_Ex_Wind_2026_150 MW New Wind | 0 | 0 | 1 | 1 | 1 | 1 | 1 | 1 | 1 | 1
SDCP | Southern_California_Desert_Ex_Wind | Southern_California_Desert_Ex_Wind_2026 | 2026 | 4 | 38.8062 |  | 1 | planned_new |  | 150 MW New Wind | 150 | CAISO_Wind | 0 | wind_low_cf | wind_low_cf_2026_4 | 36.34% | 1 | 54.5046 | 54.5046 | ok | new_resolve | 1 | 1 | Southern_California_Desert_Ex_Wind_Southern_California_Desert_Ex_Wind_2026_150 MW New Wind | 0 | 0 | 1 | 1 | 1 | 1 | 1 | 1 | 1 | 1
SDCP | Southern_California_Desert_Ex_Wind | Southern_California_Desert_Ex_Wind_2026 | 2026 | 5 | 42.6588 |  | 1 | planned_new |  | 150 MW New Wind | 150 | CAISO_Wind | 0 | wind_low_cf | wind_low_cf_2026_5 | 36.34% | 1 | 54.5046 | 54.5046 | ok | new_resolve | 1 | 1 | Southern_California_Desert_Ex_Wind_Southern_California_Desert_Ex_Wind_2026_150 MW New Wind | 0 | 0 | 1 | 1 | 1 | 1 | 1 | 1 | 1 | 1
SDCP | Southern_California_Desert_Ex_Wind | Southern_California_Desert_Ex_Wind_2026 | 2026 | 6 | 41.5976 |  | 1 | planned_new |  | 150 MW New Wind | 150 | CAISO_Wind | 0 | wind_low_cf | wind_low_cf_2026_6 | 47.96% | 1 | 71.946 | 71.946 | ok | new_resolve | 1 | 1 | Southern_California_Desert_Ex_Wind_Southern_California_Desert_Ex_Wind_2026_150 MW New Wind | 0 | 0 | 1 | 1 | 1 | 1 | 1 | 1 | 1 | 1
SDCP | Southern_California_Desert_Ex_Wind | Southern_California_Desert_Ex_Wind_2026 | 2026 | 7 | 39.8375 |  | 1 | planned_new |  | 150 MW New Wind | 150 | CAISO_Wind | 0 | wind_low_cf | wind_low_cf_2026_7 | 33.43% | 1 | 50.1442 | 50.1442 | ok | new_resolve | 1 | 1 | Southern_California_Desert_Ex_Wind_Southern_California_Desert_Ex_Wind_2026_150 MW New Wind | 0 | 0 | 1 | 1 | 1 | 1 | 1 | 1 | 1 | 1
SDCP | Southern_California_Desert_Ex_Wind | Southern_California_Desert_Ex_Wind_2026 | 2026 | 8 | 38.7006 |  | 1 | planned_new |  | 150 MW New Wind | 150 | CAISO_Wind | 0 | wind_low_cf | wind_low_cf_2026_8 | 30.52% | 1 | 45.7838 | 45.7838 | ok | new_resolve | 1 | 1 | Southern_California_Desert_Ex_Wind_Southern_California_Desert_Ex_Wind_2026_150 MW New Wind | 0 | 0 | 1 | 1 | 1 | 1 | 1 | 1 | 1 | 1
SDCP | Southern_California_Desert_Ex_Wind | Southern_California_Desert_Ex_Wind_2026 | 2026 | 9 | 34.1752 |  | 1 | planned_new |  | 150 MW New Wind | 150 | CAISO_Wind | 0 | wind_low_cf | wind_low_cf_2026_9 | 21.8% | 1 | 32.7027 | 32.7027 | ok | new_resolve | 1 | 1 | Southern_California_Desert_Ex_Wind_Southern_California_Desert_Ex_Wind_2026_150 MW New Wind | 0 | 0 | 1 | 1 | 1 | 1 | 1 | 1 | 1 | 1
SDCP | Southern_California_Desert_Ex_Wind | Southern_California_Desert_Ex_Wind_2026 | 2026 | 10 | 30.4087 |  | 1 | planned_new |  | 150 MW New Wind | 150 | CAISO_Wind | 0 | wind_low_cf | wind_low_cf_2026_10 | 11.63% | 1 | 17.4415 | 17.4415 | ok | new_resolve | 1 | 1 | Southern_California_Desert_Ex_Wind_Southern_California_Desert_Ex_Wind_2026_150 MW New Wind | 0 | 0 | 1 | 1 | 1 | 1 | 1 | 1 | 1 | 1
SDCP | Southern_California_Desert_Ex_Wind | Southern_California_Desert_Ex_Wind_2026 | 2026 | 11 | 23.3713 |  | 1 | planned_new |  | 150 MW New Wind | 150 | CAISO_Wind | 0 | wind_low_cf | wind_low_cf_2026_11 | 17.44% | 1 | 26.1622 | 26.1622 | ok | new_resolve | 1 | 1 | Southern_California_Desert_Ex_Wind_Southern_California_Desert_Ex_Wind_2026_150 MW New Wind | 0 | 0 | 1 | 1 | 1 | 1 | 1 | 1 | 1 | 1
SDCP | Southern_California_Desert_Ex_Wind | Southern_California_Desert_Ex_Wind_2026 | 2026 | 12 | 20.7011 |  | 1 | planned_new |  | 150 MW New Wind | 150 | CAISO_Wind | 0 | wind_low_cf | wind_low_cf_2026_12 | 18.89% | 1 | 28.3424 | 28.3424 | ok | new_resolve | 1 | 1 | Southern_California_Desert_Ex_Wind_Southern_California_Desert_Ex_Wind_2026_150 MW New Wind | 0 | 0 | 1 | 1 | 1 | 1 | 1 | 1 | 1 | 1
SDCP | Southern_California_Desert_Ex_Wind | Southern_California_Desert_Ex_Wind_2026 | 2027 | 1 | 22.674 |  | 1 | planned_new |  | 150 MW New Wind | 150 | CAISO_Wind | 0 | wind_low_cf | wind_low_cf_2027_1 | 20.32% | 1 | 30.4842 | 30.4842 | ok | new_resolve | 1 | 1 | Southern_California_Desert_Ex_Wind_Southern_California_Desert_Ex_Wind_2026_150 MW New Wind | 0 | 0 | 1 | 1 | 1 | 1 | 1 | 1 | 1 | 1
SDCP | Southern_California_Desert_Ex_Wind | Southern_California_Desert_Ex_Wind_2026 | 2027 | 2 | 25.6537 |  | 1 | planned_new |  | 150 MW New Wind | 150 | CAISO_Wind | 0 | wind_low_cf | wind_low_cf_2027_2 | 17.42% | 1 | 26.1293 | 26.1293 | ok | new_resolve | 1 | 1 | Southern_California_Desert_Ex_Wind_Southern_California_Desert_Ex_Wind_2026_150 MW New Wind | 0 | 0 | 1 | 1 | 1 | 1 | 1 | 1 | 1 | 1
SDCP | Southern_California_Desert_Ex_Wind | Southern_California_Desert_Ex_Wind_2026 | 2027 | 3 | 35.6154 |  | 1 | planned_new |  | 150 MW New Wind | 150 | CAISO_Wind | 0 | wind_low_cf | wind_low_cf_2027_3 | 40.65% | 1 | 60.9684 | 60.9684 | ok | new_resolve | 1 | 1 | Southern_California_Desert_Ex_Wind_Southern_California_Desert_Ex_Wind_2026_150 MW New Wind | 0 | 0 | 1 | 1 | 1 | 1 | 1 | 1 | 1 | 1
SDCP | Southern_California_Desert_Ex_Wind | Southern_California_Desert_Ex_Wind_2026 | 2027 | 4 | 38.8062 |  | 1 | planned_new |  | 150 MW New Wind | 150 | CAISO_Wind | 0 | wind_low_cf | wind_low_cf_2027_4 | 36.29% | 1 | 54.4361 | 54.4361 | ok | new_resolve | 1 | 1 | Southern_California_Desert_Ex_Wind_Southern_California_Desert_Ex_Wind_2026_150 MW New Wind | 0 | 0 | 1 | 1 | 1 | 1 | 1 | 1 | 1 | 1
SDCP | Southern_California_Desert_Ex_Wind | Southern_California_Desert_Ex_Wind_2026 | 2027 | 5 | 42.6588 |  | 1 | planned_new |  | 150 MW New Wind | 150 | CAISO_Wind | 0 | wind_low_cf | wind_low_cf_2027_5 | 36.29% | 1 | 54.4361 | 54.4361 | ok | new_resolve | 1 | 1 | Southern_California_Desert_Ex_Wind_Southern_California_Desert_Ex_Wind_2026_150 MW New Wind | 0 | 0 | 1 | 1 | 1 | 1 | 1 | 1 | 1 | 1
SDCP | Southern_California_Desert_Ex_Wind | Southern_California_Desert_Ex_Wind_2026 | 2027 | 6 | 41.5976 |  | 1 | planned_new |  | 150 MW New Wind | 150 | CAISO_Wind | 0 | wind_low_cf | wind_low_cf_2027_6 | 47.9% | 1 | 71.8556 | 71.8556 | ok | new_resolve | 1 | 1 | Southern_California_Desert_Ex_Wind_Southern_California_Desert_Ex_Wind_2026_150 MW New Wind | 0 | 0 | 1 | 1 | 1 | 1 | 1 | 1 | 1 | 1
SDCP | Southern_California_Desert_Ex_Wind | Southern_California_Desert_Ex_Wind_2026 | 2027 | 7 | 39.8375 |  | 1 | planned_new |  | 150 MW New Wind | 150 | CAISO_Wind | 0 | wind_low_cf | wind_low_cf_2027_7 | 33.39% | 1 | 50.0812 | 50.0812 | ok | new_resolve | 1 | 1 | Southern_California_Desert_Ex_Wind_Southern_California_Desert_Ex_Wind_2026_150 MW New Wind | 0 | 0 | 1 | 1 | 1 | 1 | 1 | 1 | 1 | 1
SDCP | Southern_California_Desert_Ex_Wind | Southern_California_Desert_Ex_Wind_2026 | 2027 | 8 | 38.7006 |  | 1 | planned_new |  | 150 MW New Wind | 150 | CAISO_Wind | 0 | wind_low_cf | wind_low_cf_2027_8 | 30.48% | 1 | 45.7263 | 45.7263 | ok | new_resolve | 1 | 1 | Southern_California_Desert_Ex_Wind_Southern_California_Desert_Ex_Wind_2026_150 MW New Wind | 0 | 0 | 1 | 1 | 1 | 1 | 1 | 1 | 1 | 1
SDCP | Southern_California_Desert_Ex_Wind | Southern_California_Desert_Ex_Wind_2026 | 2027 | 9 | 34.1752 |  | 1 | planned_new |  | 150 MW New Wind | 150 | CAISO_Wind | 0 | wind_low_cf | wind_low_cf_2027_9 | 21.77% | 1 | 32.6617 | 32.6617 | ok | new_resolve | 1 | 1 | Southern_California_Desert_Ex_Wind_Southern_California_Desert_Ex_Wind_2026_150 MW New Wind | 0 | 0 | 1 | 1 | 1 | 1 | 1 | 1 | 1 | 1
SDCP | Southern_California_Desert_Ex_Wind | Southern_California_Desert_Ex_Wind_2026 | 2027 | 10 | 30.4087 |  | 1 | planned_new |  | 150 MW New Wind | 150 | CAISO_Wind | 0 | wind_low_cf | wind_low_cf_2027_10 | 11.61% | 1 | 17.4196 | 17.4196 | ok | new_resolve | 1 | 1 | Southern_California_Desert_Ex_Wind_Southern_California_Desert_Ex_Wind_2026_150 MW New Wind | 0 | 0 | 1 | 1 | 1 | 1 | 1 | 1 | 1 | 1
SDCP | Southern_California_Desert_Ex_Wind | Southern_California_Desert_Ex_Wind_2026 | 2027 | 11 | 23.3713 |  | 1 | planned_new |  | 150 MW New Wind | 150 | CAISO_Wind | 0 | wind_low_cf | wind_low_cf_2027_11 | 17.42% | 1 | 26.1293 | 26.1293 | ok | new_resolve | 1 | 1 | Southern_California_Desert_Ex_Wind_Southern_California_Desert_Ex_Wind_2026_150 MW New Wind | 0 | 0 | 1 | 1 | 1 | 1 | 1 | 1 | 1 | 1
SDCP | Southern_California_Desert_Ex_Wind | Southern_California_Desert_Ex_Wind_2026 | 2027 | 12 | 20.7011 |  | 1 | planned_new |  | 150 MW New Wind | 150 | CAISO_Wind | 0 | wind_low_cf | wind_low_cf_2027_12 | 18.87% | 1 | 28.3068 | 28.3068 | ok | new_resolve | 1 | 1 | Southern_California_Desert_Ex_Wind_Southern_California_Desert_Ex_Wind_2026_150 MW New Wind | 0 | 0 | 1 | 1 | 1 | 1 | 1 | 1 | 1 | 1
SDCP | Southern_California_Desert_Ex_Wind | Southern_California_Desert_Ex_Wind_2026 | 2028 | 1 | 22.674 |  | 1 | planned_new |  | 150 MW New Wind | 150 | CAISO_Wind | 0 | wind_low_cf | wind_low_cf_2028_1 | 20.3% | 1 | 30.4459 | 30.4459 | ok | new_resolve | 1 | 1 | Southern_California_Desert_Ex_Wind_Southern_California_Desert_Ex_Wind_2026_150 MW New Wind | 0 | 0 | 1 | 1 | 1 | 1 | 1 | 1 | 1 | 1
SDCP | Southern_California_Desert_Ex_Wind | Southern_California_Desert_Ex_Wind_2026 | 2028 | 2 | 25.6537 |  | 1 | planned_new |  | 150 MW New Wind | 150 | CAISO_Wind | 0 | wind_low_cf | wind_low_cf_2028_2 | 17.4% | 1 | 26.0965 | 26.0965 | ok | new_resolve | 1 | 1 | Southern_California_Desert_Ex_Wind_Southern_California_Desert_Ex_Wind_2026_150 MW New Wind | 0 | 0 | 1 | 1 | 1 | 1 | 1 | 1 | 1 | 1
SDCP | Southern_California_Desert_Ex_Wind | Southern_California_Desert_Ex_Wind_2026 | 2028 | 3 | 35.6154 |  | 1 | planned_new |  | 150 MW New Wind | 150 | CAISO_Wind | 0 | wind_low_cf | wind_low_cf_2028_3 | 40.59% | 1 | 60.8917 | 60.8917 | ok | new_resolve | 1 | 1 | Southern_California_Desert_Ex_Wind_Southern_California_Desert_Ex_Wind_2026_150 MW New Wind | 0 | 0 | 1 | 1 | 1 | 1 | 1 | 1 | 1 | 1
SDCP | Southern_California_Desert_Ex_Wind | Southern_California_Desert_Ex_Wind_2026 | 2028 | 4 | 38.8062 |  | 1 | planned_new |  | 150 MW New Wind | 150 | CAISO_Wind | 0 | wind_low_cf | wind_low_cf_2028_4 | 36.25% | 1 | 54.3676 | 54.3676 | ok | new_resolve | 1 | 1 | Southern_California_Desert_Ex_Wind_Southern_California_Desert_Ex_Wind_2026_150 MW New Wind | 0 | 0 | 1 | 1 | 1 | 1 | 1 | 1 | 1 | 1
SDCP | Southern_California_Desert_Ex_Wind | Southern_California_Desert_Ex_Wind_2026 | 2028 | 5 | 42.6588 |  | 1 | planned_new |  | 150 MW New Wind | 150 | CAISO_Wind | 0 | wind_low_cf | wind_low_cf_2028_5 | 36.25% | 1 | 54.3676 | 54.3676 | ok | new_resolve | 1 | 1 | Southern_California_Desert_Ex_Wind_Southern_California_Desert_Ex_Wind_2026_150 MW New Wind | 0 | 0 | 1 | 1 | 1 | 1 | 1 | 1 | 1 | 1
SDCP | Southern_California_Desert_Ex_Wind | Southern_California_Desert_Ex_Wind_2026 | 2028 | 6 | 41.5976 |  | 1 | planned_new |  | 150 MW New Wind | 150 | CAISO_Wind | 0 | wind_low_cf | wind_low_cf_2028_6 | 47.84% | 1 | 71.7653 | 71.7653 | ok | new_resolve | 1 | 1 | Southern_California_Desert_Ex_Wind_Southern_California_Desert_Ex_Wind_2026_150 MW New Wind | 0 | 0 | 1 | 1 | 1 | 1 | 1 | 1 | 1 | 1
SDCP | Southern_California_Desert_Ex_Wind | Southern_California_Desert_Ex_Wind_2026 | 2028 | 7 | 39.8375 |  | 1 | planned_new |  | 150 MW New Wind | 150 | CAISO_Wind | 0 | wind_low_cf | wind_low_cf_2028_7 | 33.35% | 1 | 50.0182 | 50.0182 | ok | new_resolve | 1 | 1 | Southern_California_Desert_Ex_Wind_Southern_California_Desert_Ex_Wind_2026_150 MW New Wind | 0 | 0 | 1 | 1 | 1 | 1 | 1 | 1 | 1 | 1
SDCP | Southern_California_Desert_Ex_Wind | Southern_California_Desert_Ex_Wind_2026 | 2028 | 8 | 38.7006 |  | 1 | planned_new |  | 150 MW New Wind | 150 | CAISO_Wind | 0 | wind_low_cf | wind_low_cf_2028_8 | 30.45% | 1 | 45.6688 | 45.6688 | ok | new_resolve | 1 | 1 | Southern_California_Desert_Ex_Wind_Southern_California_Desert_Ex_Wind_2026_150 MW New Wind | 0 | 0 | 1 | 1 | 1 | 1 | 1 | 1 | 1 | 1
SDCP | Southern_California_Desert_Ex_Wind | Southern_California_Desert_Ex_Wind_2026 | 2028 | 9 | 34.1752 |  | 1 | planned_new |  | 150 MW New Wind | 150 | CAISO_Wind | 0 | wind_low_cf | wind_low_cf_2028_9 | 21.75% | 1 | 32.6206 | 32.6206 | ok | new_resolve | 1 | 1 | Southern_California_Desert_Ex_Wind_Southern_California_Desert_Ex_Wind_2026_150 MW New Wind | 0 | 0 | 1 | 1 | 1 | 1 | 1 | 1 | 1 | 1
SDCP | Southern_California_Desert_Ex_Wind | Southern_California_Desert_Ex_Wind_2026 | 2028 | 10 | 30.4087 |  | 1 | planned_new |  | 150 MW New Wind | 150 | CAISO_Wind | 0 | wind_low_cf | wind_low_cf_2028_10 | 11.6% | 1 | 17.3976 | 17.3976 | ok | new_resolve | 1 | 1 | Southern_California_Desert_Ex_Wind_Southern_California_Desert_Ex_Wind_2026_150 MW New Wind | 0 | 0 | 1 | 1 | 1 | 1 | 1 | 1 | 1 | 1
SDCP | Southern_California_Desert_Ex_Wind | Southern_California_Desert_Ex_Wind_2026 | 2028 | 11 | 23.3713 |  | 1 | planned_new |  | 150 MW New Wind | 150 | CAISO_Wind | 0 | wind_low_cf | wind_low_cf_2028_11 | 17.4% | 1 | 26.0965 | 26.0965 | ok | new_resolve | 1 | 1 | Southern_California_Desert_Ex_Wind_Southern_California_Desert_Ex_Wind_2026_150 MW New Wind | 0 | 0 | 1 | 1 | 1 | 1 | 1 | 1 | 1 | 1
SDCP | Southern_California_Desert_Ex_Wind | Southern_California_Desert_Ex_Wind_2026 | 2028 | 12 | 20.7011 |  | 1 | planned_new |  | 150 MW New Wind | 150 | CAISO_Wind | 0 | wind_low_cf | wind_low_cf_2028_12 | 18.85% | 1 | 28.2712 | 28.2712 | ok | new_resolve | 1 | 1 | Southern_California_Desert_Ex_Wind_Southern_California_Desert_Ex_Wind_2026_150 MW New Wind | 0 | 0 | 1 | 1 | 1 | 1 | 1 | 1 | 1 | 1
SDCP | Southern_California_Desert_Ex_Wind | Southern_California_Desert_Ex_Wind_2026 | 2029 | 1 | 22.674 |  | 1 | planned_new |  | 150 MW New Wind | 150 | CAISO_Wind | 0 | wind_low_cf | wind_low_cf_2029_1 | 20.27% | 1 | 30.4075 | 30.4075 | ok | new_resolve | 1 | 1 | Southern_California_Desert_Ex_Wind_Southern_California_Desert_Ex_Wind_2026_150 MW New Wind | 0 | 0 | 1 | 1 | 1 | 1 | 1 | 1 | 1 | 1
SDCP | Southern_California_Desert_Ex_Wind | Southern_California_Desert_Ex_Wind_2026 | 2029 | 2 | 25.6537 |  | 1 | planned_new |  | 150 MW New Wind | 150 | CAISO_Wind | 0 | wind_low_cf | wind_low_cf_2029_2 | 17.38% | 1 | 26.0636 | 26.0636 | ok | new_resolve | 1 | 1 | Southern_California_Desert_Ex_Wind_Southern_California_Desert_Ex_Wind_2026_150 MW New Wind | 0 | 0 | 1 | 1 | 1 | 1 | 1 | 1 | 1 | 1
SDCP | Southern_California_Desert_Ex_Wind | Southern_California_Desert_Ex_Wind_2026 | 2029 | 3 | 35.6154 |  | 1 | planned_new |  | 150 MW New Wind | 150 | CAISO_Wind | 0 | wind_low_cf | wind_low_cf_2029_3 | 40.54% | 1 | 60.815 | 60.815 | ok | new_resolve | 1 | 1 | Southern_California_Desert_Ex_Wind_Southern_California_Desert_Ex_Wind_2026_150 MW New Wind | 0 | 0 | 1 | 1 | 1 | 1 | 1 | 1 | 1 | 1
SDCP | Southern_California_Desert_Ex_Wind | Southern_California_Desert_Ex_Wind_2026 | 2029 | 4 | 38.8062 |  | 1 | planned_new |  | 150 MW New Wind | 150 | CAISO_Wind | 0 | wind_low_cf | wind_low_cf_2029_4 | 36.2% | 1 | 54.2991 | 54.2991 | ok | new_resolve | 1 | 1 | Southern_California_Desert_Ex_Wind_Southern_California_Desert_Ex_Wind_2026_150 MW New Wind | 0 | 0 | 1 | 1 | 1 | 1 | 1 | 1 | 1 | 1
SDCP | Southern_California_Desert_Ex_Wind | Southern_California_Desert_Ex_Wind_2026 | 2029 | 5 | 42.6588 |  | 1 | planned_new |  | 150 MW New Wind | 150 | CAISO_Wind | 0 | wind_low_cf | wind_low_cf_2029_5 | 36.2% | 1 | 54.2991 | 54.2991 | ok | new_resolve | 1 | 1 | Southern_California_Desert_Ex_Wind_Southern_California_Desert_Ex_Wind_2026_150 MW New Wind | 0 | 0 | 1 | 1 | 1 | 1 | 1 | 1 | 1 | 1
SDCP | Southern_California_Desert_Ex_Wind | Southern_California_Desert_Ex_Wind_2026 | 2029 | 6 | 41.5976 |  | 1 | planned_new |  | 150 MW New Wind | 150 | CAISO_Wind | 0 | wind_low_cf | wind_low_cf_2029_6 | 47.78% | 1 | 71.6749 | 71.6749 | ok | new_resolve | 1 | 1 | Southern_California_Desert_Ex_Wind_Southern_California_Desert_Ex_Wind_2026_150 MW New Wind | 0 | 0 | 1 | 1 | 1 | 1 | 1 | 1 | 1 | 1
SDCP | Southern_California_Desert_Ex_Wind | Southern_California_Desert_Ex_Wind_2026 | 2029 | 7 | 39.8375 |  | 1 | planned_new |  | 150 MW New Wind | 150 | CAISO_Wind | 0 | wind_low_cf | wind_low_cf_2029_7 | 33.3% | 1 | 49.9552 | 49.9552 | ok | new_resolve | 1 | 1 | Southern_California_Desert_Ex_Wind_Southern_California_Desert_Ex_Wind_2026_150 MW New Wind | 0 | 0 | 1 | 1 | 1 | 1 | 1 | 1 | 1 | 1
SDCP | Southern_California_Desert_Ex_Wind | Southern_California_Desert_Ex_Wind_2026 | 2029 | 8 | 38.7006 |  | 1 | planned_new |  | 150 MW New Wind | 150 | CAISO_Wind | 0 | wind_low_cf | wind_low_cf_2029_8 | 30.41% | 1 | 45.6113 | 45.6113 | ok | new_resolve | 1 | 1 | Southern_California_Desert_Ex_Wind_Southern_California_Desert_Ex_Wind_2026_150 MW New Wind | 0 | 0 | 1 | 1 | 1 | 1 | 1 | 1 | 1 | 1
SDCP | Southern_California_Desert_Ex_Wind | Southern_California_Desert_Ex_Wind_2026 | 2029 | 9 | 34.1752 |  | 1 | planned_new |  | 150 MW New Wind | 150 | CAISO_Wind | 0 | wind_low_cf | wind_low_cf_2029_9 | 21.72% | 1 | 32.5795 | 32.5795 | ok | new_resolve | 1 | 1 | Southern_California_Desert_Ex_Wind_Southern_California_Desert_Ex_Wind_2026_150 MW New Wind | 0 | 0 | 1 | 1 | 1 | 1 | 1 | 1 | 1 | 1
SDCP | Southern_California_Desert_Ex_Wind | Southern_California_Desert_Ex_Wind_2026 | 2029 | 10 | 30.4087 |  | 1 | planned_new |  | 150 MW New Wind | 150 | CAISO_Wind | 0 | wind_low_cf | wind_low_cf_2029_10 | 11.58% | 1 | 17.3757 | 17.3757 | ok | new_resolve | 1 | 1 | Southern_California_Desert_Ex_Wind_Southern_California_Desert_Ex_Wind_2026_150 MW New Wind | 0 | 0 | 1 | 1 | 1 | 1 | 1 | 1 | 1 | 1
SDCP | Southern_California_Desert_Ex_Wind | Southern_California_Desert_Ex_Wind_2026 | 2029 | 11 | 23.3713 |  | 1 | planned_new |  | 150 MW New Wind | 150 | CAISO_Wind | 0 | wind_low_cf | wind_low_cf_2029_11 | 17.38% | 1 | 26.0636 | 26.0636 | ok | new_resolve | 1 | 1 | Southern_California_Desert_Ex_Wind_Southern_California_Desert_Ex_Wind_2026_150 MW New Wind | 0 | 0 | 1 | 1 | 1 | 1 | 1 | 1 | 1 | 1
SDCP | Southern_California_Desert_Ex_Wind | Southern_California_Desert_Ex_Wind_2026 | 2029 | 12 | 20.7011 |  | 1 | planned_new |  | 150 MW New Wind | 150 | CAISO_Wind | 0 | wind_low_cf | wind_low_cf_2029_12 | 18.82% | 1 | 28.2356 | 28.2356 | ok | new_resolve | 1 | 1 | Southern_California_Desert_Ex_Wind_Southern_California_Desert_Ex_Wind_2026_150 MW New Wind | 0 | 0 | 1 | 1 | 1 | 1 | 1 | 1 | 1 | 1
SDCP | Southern_California_Desert_Ex_Wind | Southern_California_Desert_Ex_Wind_2026 | 2030 | 1 | 22.674 |  | 1 | planned_new |  | 150 MW New Wind | 150 | CAISO_Wind | 0 | wind_low_cf | wind_low_cf_2030_1 | 20.25% | 1 | 30.3692 | 30.3692 | ok | new_resolve | 1 | 1 | Southern_California_Desert_Ex_Wind_Southern_California_Desert_Ex_Wind_2026_150 MW New Wind | 0 | 0 | 1 | 1 | 1 | 1 | 1 | 1 | 1 | 1
SDCP | Southern_California_Desert_Ex_Wind | Southern_California_Desert_Ex_Wind_2026 | 2030 | 2 | 25.6537 |  | 1 | planned_new |  | 150 MW New Wind | 150 | CAISO_Wind | 0 | wind_low_cf | wind_low_cf_2030_2 | 17.35% | 1 | 26.0307 | 26.0307 | ok | new_resolve | 1 | 1 | Southern_California_Desert_Ex_Wind_Southern_California_Desert_Ex_Wind_2026_150 MW New Wind | 0 | 0 | 1 | 1 | 1 | 1 | 1 | 1 | 1 | 1
SDCP | Southern_California_Desert_Ex_Wind | Southern_California_Desert_Ex_Wind_2026 | 2030 | 3 | 35.6154 |  | 1 | planned_new |  | 150 MW New Wind | 150 | CAISO_Wind | 0 | wind_low_cf | wind_low_cf_2030_3 | 40.49% | 1 | 60.7383 | 60.7383 | ok | new_resolve | 1 | 1 | Southern_California_Desert_Ex_Wind_Southern_California_Desert_Ex_Wind_2026_150 MW New Wind | 0 | 0 | 1 | 1 | 1 | 1 | 1 | 1 | 1 | 1
SDCP | Southern_California_Desert_Ex_Wind | Southern_California_Desert_Ex_Wind_2026 | 2030 | 4 | 38.8062 |  | 1 | planned_new |  | 150 MW New Wind | 150 | CAISO_Wind | 0 | wind_low_cf | wind_low_cf_2030_4 | 36.15% | 1 | 54.2307 | 54.2307 | ok | new_resolve | 1 | 1 | Southern_California_Desert_Ex_Wind_Southern_California_Desert_Ex_Wind_2026_150 MW New Wind | 0 | 0 | 1 | 1 | 1 | 1 | 1 | 1 | 1 | 1
SDCP | Southern_California_Desert_Ex_Wind | Southern_California_Desert_Ex_Wind_2026 | 2030 | 5 | 42.6588 |  | 1 | planned_new |  | 150 MW New Wind | 150 | CAISO_Wind | 0 | wind_low_cf | wind_low_cf_2030_5 | 36.15% | 1 | 54.2307 | 54.2307 | ok | new_resolve | 1 | 1 | Southern_California_Desert_Ex_Wind_Southern_California_Desert_Ex_Wind_2026_150 MW New Wind | 0 | 0 | 1 | 1 | 1 | 1 | 1 | 1 | 1 | 1
SDCP | Southern_California_Desert_Ex_Wind | Southern_California_Desert_Ex_Wind_2026 | 2030 | 6 | 41.5976 |  | 1 | planned_new |  | 150 MW New Wind | 150 | CAISO_Wind | 0 | wind_low_cf | wind_low_cf_2030_6 | 47.72% | 1 | 71.5845 | 71.5845 | ok | new_resolve | 1 | 1 | Southern_California_Desert_Ex_Wind_Southern_California_Desert_Ex_Wind_2026_150 MW New Wind | 0 | 0 | 1 | 1 | 1 | 1 | 1 | 1 | 1 | 1
SDCP | Southern_California_Desert_Ex_Wind | Southern_California_Desert_Ex_Wind_2026 | 2030 | 7 | 39.8375 |  | 1 | planned_new |  | 150 MW New Wind | 150 | CAISO_Wind | 0 | wind_low_cf | wind_low_cf_2030_7 | 33.26% | 1 | 49.8922 | 49.8922 | ok | new_resolve | 1 | 1 | Southern_California_Desert_Ex_Wind_Southern_California_Desert_Ex_Wind_2026_150 MW New Wind | 0 | 0 | 1 | 1 | 1 | 1 | 1 | 1 | 1 | 1
SDCP | Southern_California_Desert_Ex_Wind | Southern_California_Desert_Ex_Wind_2026 | 2030 | 8 | 38.7006 |  | 1 | planned_new |  | 150 MW New Wind | 150 | CAISO_Wind | 0 | wind_low_cf | wind_low_cf_2030_8 | 30.37% | 1 | 45.5538 | 45.5538 | ok | new_resolve | 1 | 1 | Southern_California_Desert_Ex_Wind_Southern_California_Desert_Ex_Wind_2026_150 MW New Wind | 0 | 0 | 1 | 1 | 1 | 1 | 1 | 1 | 1 | 1
SDCP | Southern_California_Desert_Ex_Wind | Southern_California_Desert_Ex_Wind_2026 | 2030 | 9 | 34.1752 |  | 1 | planned_new |  | 150 MW New Wind | 150 | CAISO_Wind | 0 | wind_low_cf | wind_low_cf_2030_9 | 21.69% | 1 | 32.5384 | 32.5384 | ok | new_resolve | 1 | 1 | Southern_California_Desert_Ex_Wind_Southern_California_Desert_Ex_Wind_2026_150 MW New Wind | 0 | 0 | 1 | 1 | 1 | 1 | 1 | 1 | 1 | 1
SDCP | Southern_California_Desert_Ex_Wind | Southern_California_Desert_Ex_Wind_2026 | 2030 | 10 | 30.4087 |  | 1 | planned_new |  | 150 MW New Wind | 150 | CAISO_Wind | 0 | wind_low_cf | wind_low_cf_2030_10 | 11.57% | 1 | 17.3538 | 17.3538 | ok | new_resolve | 1 | 1 | Southern_California_Desert_Ex_Wind_Southern_California_Desert_Ex_Wind_2026_150 MW New Wind | 0 | 0 | 1 | 1 | 1 | 1 | 1 | 1 | 1 | 1
SDCP | Southern_California_Desert_Ex_Wind | Southern_California_Desert_Ex_Wind_2026 | 2030 | 11 | 23.3713 |  | 1 | planned_new |  | 150 MW New Wind | 150 | CAISO_Wind | 0 | wind_low_cf | wind_low_cf_2030_11 | 17.35% | 1 | 26.0307 | 26.0307 | ok | new_resolve | 1 | 1 | Southern_California_Desert_Ex_Wind_Southern_California_Desert_Ex_Wind_2026_150 MW New Wind | 0 | 0 | 1 | 1 | 1 | 1 | 1 | 1 | 1 | 1
SDCP | Southern_California_Desert_Ex_Wind | Southern_California_Desert_Ex_Wind_2026 | 2030 | 12 | 20.7011 |  | 1 | planned_new |  | 150 MW New Wind | 150 | CAISO_Wind | 0 | wind_low_cf | wind_low_cf_2030_12 | 18.8% | 1 | 28.1999 | 28.1999 | ok | new_resolve | 1 | 1 | Southern_California_Desert_Ex_Wind_Southern_California_Desert_Ex_Wind_2026_150 MW New Wind | 0 | 0 | 1 | 1 | 1 | 1 | 1 | 1 | 1 | 1
SDCP | Greater_Imperial_Geothermal | Greater_Imperial_Geothermal_2023 | 2023 | 1 | 42.8288 |  | 1 | planned_new |  | 100 MW New Geothermal | 100 | CAISO_Geothermal | 0 | geothermal | geothermal_2023_1 | 95% | 1 | 95 | 95 | ok | new_resolve | 1 | 1 | Greater_Imperial_Geothermal_Greater_Imperial_Geothermal_2023_100 MW New Geothermal | 1 | 9 | 1 | 1 | 1 | 1 | 1 | 1 | 1 | 1
SDCP | Greater_Imperial_Geothermal | Greater_Imperial_Geothermal_2023 | 2023 | 2 | 48.457 |  | 1 | planned_new |  | 100 MW New Geothermal | 100 | CAISO_Geothermal | 0 | geothermal | geothermal_2023_2 | 92% | 1 | 92 | 92 | ok | new_resolve | 1 | 1 | Greater_Imperial_Geothermal_Greater_Imperial_Geothermal_2023_100 MW New Geothermal | 0 | 0 | 1 | 1 | 1 | 1 | 1 | 1 | 1 | 1
SDCP | Greater_Imperial_Geothermal | Greater_Imperial_Geothermal_2023 | 2023 | 3 | 67.2734 |  | 1 | planned_new |  | 100 MW New Geothermal | 100 | CAISO_Geothermal | 0 | geothermal | geothermal_2023_3 | 88% | 1 | 88 | 88 | ok | new_resolve | 1 | 1 | Greater_Imperial_Geothermal_Greater_Imperial_Geothermal_2023_100 MW New Geothermal | 0 | 0 | 1 | 1 | 1 | 1 | 1 | 1 | 1 | 1
SDCP | Greater_Imperial_Geothermal | Greater_Imperial_Geothermal_2023 | 2023 | 4 | 73.3005 |  | 1 | planned_new |  | 100 MW New Geothermal | 100 | CAISO_Geothermal | 0 | geothermal | geothermal_2023_4 | 76% | 1 | 76 | 76 | ok | new_resolve | 1 | 1 | Greater_Imperial_Geothermal_Greater_Imperial_Geothermal_2023_100 MW New Geothermal | 0 | 0 | 1 | 1 | 1 | 1 | 1 | 1 | 1 | 1
SDCP | Greater_Imperial_Geothermal | Greater_Imperial_Geothermal_2023 | 2023 | 5 | 80.5778 |  | 1 | planned_new |  | 100 MW New Geothermal | 100 | CAISO_Geothermal | 0 | geothermal | geothermal_2023_5 | 74% | 1 | 74 | 74 | ok | new_resolve | 1 | 1 | Greater_Imperial_Geothermal_Greater_Imperial_Geothermal_2023_100 MW New Geothermal | 0 | 0 | 1 | 1 | 1 | 1 | 1 | 1 | 1 | 1
SDCP | Greater_Imperial_Geothermal | Greater_Imperial_Geothermal_2023 | 2023 | 6 | 78.5732 |  | 1 | planned_new |  | 100 MW New Geothermal | 100 | CAISO_Geothermal | 0 | geothermal | geothermal_2023_6 | 70% | 1 | 70 | 70 | ok | new_resolve | 1 | 1 | Greater_Imperial_Geothermal_Greater_Imperial_Geothermal_2023_100 MW New Geothermal | 0 | 0 | 1 | 1 | 1 | 1 | 1 | 1 | 1 | 1
SDCP | Greater_Imperial_Geothermal | Greater_Imperial_Geothermal_2023 | 2023 | 7 | 75.2486 |  | 1 | planned_new |  | 100 MW New Geothermal | 100 | CAISO_Geothermal | 0 | geothermal | geothermal_2023_7 | 84% | 1 | 84 | 84 | ok | new_resolve | 1 | 1 | Greater_Imperial_Geothermal_Greater_Imperial_Geothermal_2023_100 MW New Geothermal | 0 | 0 | 1 | 1 | 1 | 1 | 1 | 1 | 1 | 1
SDCP | Greater_Imperial_Geothermal | Greater_Imperial_Geothermal_2023 | 2023 | 8 | 73.1011 |  | 1 | planned_new |  | 100 MW New Geothermal | 100 | CAISO_Geothermal | 0 | geothermal | geothermal_2023_8 | 82% | 1 | 82 | 82 | ok | new_resolve | 1 | 1 | Greater_Imperial_Geothermal_Greater_Imperial_Geothermal_2023_100 MW New Geothermal | 0 | 0 | 1 | 1 | 1 | 1 | 1 | 1 | 1 | 1
SDCP | Greater_Imperial_Geothermal | Greater_Imperial_Geothermal_2023 | 2023 | 9 | 64.5532 |  | 1 | planned_new |  | 100 MW New Geothermal | 100 | CAISO_Geothermal | 0 | geothermal | geothermal_2023_9 | 83% | 1 | 83 | 83 | ok | new_resolve | 1 | 1 | Greater_Imperial_Geothermal_Greater_Imperial_Geothermal_2023_100 MW New Geothermal | 0 | 0 | 1 | 1 | 1 | 1 | 1 | 1 | 1 | 1
SDCP | Greater_Imperial_Geothermal | Greater_Imperial_Geothermal_2023 | 2023 | 10 | 57.4386 |  | 1 | planned_new |  | 100 MW New Geothermal | 100 | CAISO_Geothermal | 0 | geothermal | geothermal_2023_10 | 86% | 1 | 86 | 86 | ok | new_resolve | 1 | 1 | Greater_Imperial_Geothermal_Greater_Imperial_Geothermal_2023_100 MW New Geothermal | 0 | 0 | 1 | 1 | 1 | 1 | 1 | 1 | 1 | 1
SDCP | Greater_Imperial_Geothermal | Greater_Imperial_Geothermal_2023 | 2023 | 11 | 44.1457 |  | 1 | planned_new |  | 100 MW New Geothermal | 100 | CAISO_Geothermal | 0 | geothermal | geothermal_2023_11 | 93% | 1 | 93 | 93 | ok | new_resolve | 1 | 1 | Greater_Imperial_Geothermal_Greater_Imperial_Geothermal_2023_100 MW New Geothermal | 0 | 0 | 1 | 1 | 1 | 1 | 1 | 1 | 1 | 1
SDCP | Greater_Imperial_Geothermal | Greater_Imperial_Geothermal_2023 | 2023 | 12 | 39.1021 |  | 1 | planned_new |  | 100 MW New Geothermal | 100 | CAISO_Geothermal | 0 | geothermal | geothermal_2023_12 | 95% | 1 | 95 | 95 | ok | new_resolve | 1 | 1 | Greater_Imperial_Geothermal_Greater_Imperial_Geothermal_2023_100 MW New Geothermal | 0 | 0 | 1 | 1 | 1 | 1 | 1 | 1 | 1 | 1
SDCP | Greater_Imperial_Geothermal | Greater_Imperial_Geothermal_2023 | 2024 | 1 | 42.8288 |  | 1 | planned_new |  | 100 MW New Geothermal | 100 | CAISO_Geothermal | 0 | geothermal | geothermal_2024_1 | 95% | 1 | 95 | 95 | ok | new_resolve | 1 | 1 | Greater_Imperial_Geothermal_Greater_Imperial_Geothermal_2023_100 MW New Geothermal | 0 | 0 | 1 | 1 | 1 | 1 | 1 | 1 | 1 | 1
SDCP | Greater_Imperial_Geothermal | Greater_Imperial_Geothermal_2023 | 2024 | 2 | 48.457 |  | 1 | planned_new |  | 100 MW New Geothermal | 100 | CAISO_Geothermal | 0 | geothermal | geothermal_2024_2 | 92% | 1 | 92 | 92 | ok | new_resolve | 1 | 1 | Greater_Imperial_Geothermal_Greater_Imperial_Geothermal_2023_100 MW New Geothermal | 0 | 0 | 1 | 1 | 1 | 1 | 1 | 1 | 1 | 1
SDCP | Greater_Imperial_Geothermal | Greater_Imperial_Geothermal_2023 | 2024 | 3 | 67.2734 |  | 1 | planned_new |  | 100 MW New Geothermal | 100 | CAISO_Geothermal | 0 | geothermal | geothermal_2024_3 | 88% | 1 | 88 | 88 | ok | new_resolve | 1 | 1 | Greater_Imperial_Geothermal_Greater_Imperial_Geothermal_2023_100 MW New Geothermal | 0 | 0 | 1 | 1 | 1 | 1 | 1 | 1 | 1 | 1
SDCP | Greater_Imperial_Geothermal | Greater_Imperial_Geothermal_2023 | 2024 | 4 | 73.3005 |  | 1 | planned_new |  | 100 MW New Geothermal | 100 | CAISO_Geothermal | 0 | geothermal | geothermal_2024_4 | 76% | 1 | 76 | 76 | ok | new_resolve | 1 | 1 | Greater_Imperial_Geothermal_Greater_Imperial_Geothermal_2023_100 MW New Geothermal | 0 | 0 | 1 | 1 | 1 | 1 | 1 | 1 | 1 | 1
SDCP | Greater_Imperial_Geothermal | Greater_Imperial_Geothermal_2023 | 2024 | 5 | 80.5778 |  | 1 | planned_new |  | 100 MW New Geothermal | 100 | CAISO_Geothermal | 0 | geothermal | geothermal_2024_5 | 74% | 1 | 74 | 74 | ok | new_resolve | 1 | 1 | Greater_Imperial_Geothermal_Greater_Imperial_Geothermal_2023_100 MW New Geothermal | 0 | 0 | 1 | 1 | 1 | 1 | 1 | 1 | 1 | 1
SDCP | Greater_Imperial_Geothermal | Greater_Imperial_Geothermal_2023 | 2024 | 6 | 78.5732 |  | 1 | planned_new |  | 100 MW New Geothermal | 100 | CAISO_Geothermal | 0 | geothermal | geothermal_2024_6 | 70% | 1 | 70 | 70 | ok | new_resolve | 1 | 1 | Greater_Imperial_Geothermal_Greater_Imperial_Geothermal_2023_100 MW New Geothermal | 0 | 0 | 1 | 1 | 1 | 1 | 1 | 1 | 1 | 1
SDCP | Greater_Imperial_Geothermal | Greater_Imperial_Geothermal_2023 | 2024 | 7 | 75.2486 |  | 1 | planned_new |  | 100 MW New Geothermal | 100 | CAISO_Geothermal | 0 | geothermal | geothermal_2024_7 | 84% | 1 | 84 | 84 | ok | new_resolve | 1 | 1 | Greater_Imperial_Geothermal_Greater_Imperial_Geothermal_2023_100 MW New Geothermal | 0 | 0 | 1 | 1 | 1 | 1 | 1 | 1 | 1 | 1
SDCP | Greater_Imperial_Geothermal | Greater_Imperial_Geothermal_2023 | 2024 | 8 | 73.1011 |  | 1 | planned_new |  | 100 MW New Geothermal | 100 | CAISO_Geothermal | 0 | geothermal | geothermal_2024_8 | 82% | 1 | 82 | 82 | ok | new_resolve | 1 | 1 | Greater_Imperial_Geothermal_Greater_Imperial_Geothermal_2023_100 MW New Geothermal | 0 | 0 | 1 | 1 | 1 | 1 | 1 | 1 | 1 | 1
SDCP | Greater_Imperial_Geothermal | Greater_Imperial_Geothermal_2023 | 2024 | 9 | 64.5532 |  | 1 | planned_new |  | 100 MW New Geothermal | 100 | CAISO_Geothermal | 0 | geothermal | geothermal_2024_9 | 83% | 1 | 83 | 83 | ok | new_resolve | 1 | 1 | Greater_Imperial_Geothermal_Greater_Imperial_Geothermal_2023_100 MW New Geothermal | 0 | 0 | 1 | 1 | 1 | 1 | 1 | 1 | 1 | 1
SDCP | Greater_Imperial_Geothermal | Greater_Imperial_Geothermal_2023 | 2024 | 10 | 57.4386 |  | 1 | planned_new |  | 100 MW New Geothermal | 100 | CAISO_Geothermal | 0 | geothermal | geothermal_2024_10 | 86% | 1 | 86 | 86 | ok | new_resolve | 1 | 1 | Greater_Imperial_Geothermal_Greater_Imperial_Geothermal_2023_100 MW New Geothermal | 0 | 0 | 1 | 1 | 1 | 1 | 1 | 1 | 1 | 1
SDCP | Greater_Imperial_Geothermal | Greater_Imperial_Geothermal_2023 | 2024 | 11 | 44.1457 |  | 1 | planned_new |  | 100 MW New Geothermal | 100 | CAISO_Geothermal | 0 | geothermal | geothermal_2024_11 | 93% | 1 | 93 | 93 | ok | new_resolve | 1 | 1 | Greater_Imperial_Geothermal_Greater_Imperial_Geothermal_2023_100 MW New Geothermal | 0 | 0 | 1 | 1 | 1 | 1 | 1 | 1 | 1 | 1
SDCP | Greater_Imperial_Geothermal | Greater_Imperial_Geothermal_2023 | 2024 | 12 | 39.1021 |  | 1 | planned_new |  | 100 MW New Geothermal | 100 | CAISO_Geothermal | 0 | geothermal | geothermal_2024_12 | 95% | 1 | 95 | 95 | ok | new_resolve | 1 | 1 | Greater_Imperial_Geothermal_Greater_Imperial_Geothermal_2023_100 MW New Geothermal | 0 | 0 | 1 | 1 | 1 | 1 | 1 | 1 | 1 | 1
SDCP | Greater_Imperial_Geothermal | Greater_Imperial_Geothermal_2023 | 2025 | 1 | 42.8288 |  | 1 | planned_new |  | 100 MW New Geothermal | 100 | CAISO_Geothermal | 0 | geothermal | geothermal_2025_1 | 95% | 1 | 95 | 95 | ok | new_resolve | 1 | 1 | Greater_Imperial_Geothermal_Greater_Imperial_Geothermal_2023_100 MW New Geothermal | 0 | 0 | 1 | 1 | 1 | 1 | 1 | 1 | 1 | 1
SDCP | Greater_Imperial_Geothermal | Greater_Imperial_Geothermal_2023 | 2025 | 2 | 48.457 |  | 1 | planned_new |  | 100 MW New Geothermal | 100 | CAISO_Geothermal | 0 | geothermal | geothermal_2025_2 | 92% | 1 | 92 | 92 | ok | new_resolve | 1 | 1 | Greater_Imperial_Geothermal_Greater_Imperial_Geothermal_2023_100 MW New Geothermal | 0 | 0 | 1 | 1 | 1 | 1 | 1 | 1 | 1 | 1
SDCP | Greater_Imperial_Geothermal | Greater_Imperial_Geothermal_2023 | 2025 | 3 | 67.2734 |  | 1 | planned_new |  | 100 MW New Geothermal | 100 | CAISO_Geothermal | 0 | geothermal | geothermal_2025_3 | 88% | 1 | 88 | 88 | ok | new_resolve | 1 | 1 | Greater_Imperial_Geothermal_Greater_Imperial_Geothermal_2023_100 MW New Geothermal | 0 | 0 | 1 | 1 | 1 | 1 | 1 | 1 | 1 | 1
SDCP | Greater_Imperial_Geothermal | Greater_Imperial_Geothermal_2023 | 2025 | 4 | 73.3005 |  | 1 | planned_new |  | 100 MW New Geothermal | 100 | CAISO_Geothermal | 0 | geothermal | geothermal_2025_4 | 76% | 1 | 76 | 76 | ok | new_resolve | 1 | 1 | Greater_Imperial_Geothermal_Greater_Imperial_Geothermal_2023_100 MW New Geothermal | 0 | 0 | 1 | 1 | 1 | 1 | 1 | 1 | 1 | 1
SDCP | Greater_Imperial_Geothermal | Greater_Imperial_Geothermal_2023 | 2025 | 5 | 80.5778 |  | 1 | planned_new |  | 100 MW New Geothermal | 100 | CAISO_Geothermal | 0 | geothermal | geothermal_2025_5 | 74% | 1 | 74 | 74 | ok | new_resolve | 1 | 1 | Greater_Imperial_Geothermal_Greater_Imperial_Geothermal_2023_100 MW New Geothermal | 0 | 0 | 1 | 1 | 1 | 1 | 1 | 1 | 1 | 1
SDCP | Greater_Imperial_Geothermal | Greater_Imperial_Geothermal_2023 | 2025 | 6 | 78.5732 |  | 1 | planned_new |  | 100 MW New Geothermal | 100 | CAISO_Geothermal | 0 | geothermal | geothermal_2025_6 | 70% | 1 | 70 | 70 | ok | new_resolve | 1 | 1 | Greater_Imperial_Geothermal_Greater_Imperial_Geothermal_2023_100 MW New Geothermal | 0 | 0 | 1 | 1 | 1 | 1 | 1 | 1 | 1 | 1
SDCP | Greater_Imperial_Geothermal | Greater_Imperial_Geothermal_2023 | 2025 | 7 | 75.2486 |  | 1 | planned_new |  | 100 MW New Geothermal | 100 | CAISO_Geothermal | 0 | geothermal | geothermal_2025_7 | 84% | 1 | 84 | 84 | ok | new_resolve | 1 | 1 | Greater_Imperial_Geothermal_Greater_Imperial_Geothermal_2023_100 MW New Geothermal | 0 | 0 | 1 | 1 | 1 | 1 | 1 | 1 | 1 | 1
SDCP | Greater_Imperial_Geothermal | Greater_Imperial_Geothermal_2023 | 2025 | 8 | 73.1011 |  | 1 | planned_new |  | 100 MW New Geothermal | 100 | CAISO_Geothermal | 0 | geothermal | geothermal_2025_8 | 82% | 1 | 82 | 82 | ok | new_resolve | 1 | 1 | Greater_Imperial_Geothermal_Greater_Imperial_Geothermal_2023_100 MW New Geothermal | 0 | 0 | 1 | 1 | 1 | 1 | 1 | 1 | 1 | 1
SDCP | Greater_Imperial_Geothermal | Greater_Imperial_Geothermal_2023 | 2025 | 9 | 64.5532 |  | 1 | planned_new |  | 100 MW New Geothermal | 100 | CAISO_Geothermal | 0 | geothermal | geothermal_2025_9 | 83% | 1 | 83 | 83 | ok | new_resolve | 1 | 1 | Greater_Imperial_Geothermal_Greater_Imperial_Geothermal_2023_100 MW New Geothermal | 0 | 0 | 1 | 1 | 1 | 1 | 1 | 1 | 1 | 1
SDCP | Greater_Imperial_Geothermal | Greater_Imperial_Geothermal_2023 | 2025 | 10 | 57.4386 |  | 1 | planned_new |  | 100 MW New Geothermal | 100 | CAISO_Geothermal | 0 | geothermal | geothermal_2025_10 | 86% | 1 | 86 | 86 | ok | new_resolve | 1 | 1 | Greater_Imperial_Geothermal_Greater_Imperial_Geothermal_2023_100 MW New Geothermal | 0 | 0 | 1 | 1 | 1 | 1 | 1 | 1 | 1 | 1
SDCP | Greater_Imperial_Geothermal | Greater_Imperial_Geothermal_2023 | 2025 | 11 | 44.1457 |  | 1 | planned_new |  | 100 MW New Geothermal | 100 | CAISO_Geothermal | 0 | geothermal | geothermal_2025_11 | 93% | 1 | 93 | 93 | ok | new_resolve | 1 | 1 | Greater_Imperial_Geothermal_Greater_Imperial_Geothermal_2023_100 MW New Geothermal | 0 | 0 | 1 | 1 | 1 | 1 | 1 | 1 | 1 | 1
SDCP | Greater_Imperial_Geothermal | Greater_Imperial_Geothermal_2023 | 2025 | 12 | 39.1021 |  | 1 | planned_new |  | 100 MW New Geothermal | 100 | CAISO_Geothermal | 0 | geothermal | geothermal_2025_12 | 95% | 1 | 95 | 95 | ok | new_resolve | 1 | 1 | Greater_Imperial_Geothermal_Greater_Imperial_Geothermal_2023_100 MW New Geothermal | 0 | 0 | 1 | 1 | 1 | 1 | 1 | 1 | 1 | 1
SDCP | Greater_Imperial_Geothermal | Greater_Imperial_Geothermal_2023 | 2026 | 1 | 42.8288 |  | 1 | planned_new |  | 100 MW New Geothermal | 100 | CAISO_Geothermal | 0 | geothermal | geothermal_2026_1 | 95% | 1 | 95 | 95 | ok | new_resolve | 1 | 1 | Greater_Imperial_Geothermal_Greater_Imperial_Geothermal_2023_100 MW New Geothermal | 0 | 0 | 1 | 1 | 1 | 1 | 1 | 1 | 1 | 1
SDCP | Greater_Imperial_Geothermal | Greater_Imperial_Geothermal_2023 | 2026 | 2 | 48.457 |  | 1 | planned_new |  | 100 MW New Geothermal | 100 | CAISO_Geothermal | 0 | geothermal | geothermal_2026_2 | 92% | 1 | 92 | 92 | ok | new_resolve | 1 | 1 | Greater_Imperial_Geothermal_Greater_Imperial_Geothermal_2023_100 MW New Geothermal | 0 | 0 | 1 | 1 | 1 | 1 | 1 | 1 | 1 | 1
SDCP | Greater_Imperial_Geothermal | Greater_Imperial_Geothermal_2023 | 2026 | 3 | 67.2734 |  | 1 | planned_new |  | 100 MW New Geothermal | 100 | CAISO_Geothermal | 0 | geothermal | geothermal_2026_3 | 88% | 1 | 88 | 88 | ok | new_resolve | 1 | 1 | Greater_Imperial_Geothermal_Greater_Imperial_Geothermal_2023_100 MW New Geothermal | 0 | 0 | 1 | 1 | 1 | 1 | 1 | 1 | 1 | 1
SDCP | Greater_Imperial_Geothermal | Greater_Imperial_Geothermal_2023 | 2026 | 4 | 73.3005 |  | 1 | planned_new |  | 100 MW New Geothermal | 100 | CAISO_Geothermal | 0 | geothermal | geothermal_2026_4 | 76% | 1 | 76 | 76 | ok | new_resolve | 1 | 1 | Greater_Imperial_Geothermal_Greater_Imperial_Geothermal_2023_100 MW New Geothermal | 0 | 0 | 1 | 1 | 1 | 1 | 1 | 1 | 1 | 1
SDCP | Greater_Imperial_Geothermal | Greater_Imperial_Geothermal_2023 | 2026 | 5 | 80.5778 |  | 1 | planned_new |  | 100 MW New Geothermal | 100 | CAISO_Geothermal | 0 | geothermal | geothermal_2026_5 | 74% | 1 | 74 | 74 | ok | new_resolve | 1 | 1 | Greater_Imperial_Geothermal_Greater_Imperial_Geothermal_2023_100 MW New Geothermal | 0 | 0 | 1 | 1 | 1 | 1 | 1 | 1 | 1 | 1
SDCP | Greater_Imperial_Geothermal | Greater_Imperial_Geothermal_2023 | 2026 | 6 | 78.5732 |  | 1 | planned_new |  | 100 MW New Geothermal | 100 | CAISO_Geothermal | 0 | geothermal | geothermal_2026_6 | 70% | 1 | 70 | 70 | ok | new_resolve | 1 | 1 | Greater_Imperial_Geothermal_Greater_Imperial_Geothermal_2023_100 MW New Geothermal | 0 | 0 | 1 | 1 | 1 | 1 | 1 | 1 | 1 | 1
SDCP | Greater_Imperial_Geothermal | Greater_Imperial_Geothermal_2023 | 2026 | 7 | 75.2486 |  | 1 | planned_new |  | 100 MW New Geothermal | 100 | CAISO_Geothermal | 0 | geothermal | geothermal_2026_7 | 84% | 1 | 84 | 84 | ok | new_resolve | 1 | 1 | Greater_Imperial_Geothermal_Greater_Imperial_Geothermal_2023_100 MW New Geothermal | 0 | 0 | 1 | 1 | 1 | 1 | 1 | 1 | 1 | 1
SDCP | Greater_Imperial_Geothermal | Greater_Imperial_Geothermal_2023 | 2026 | 8 | 73.1011 |  | 1 | planned_new |  | 100 MW New Geothermal | 100 | CAISO_Geothermal | 0 | geothermal | geothermal_2026_8 | 82% | 1 | 82 | 82 | ok | new_resolve | 1 | 1 | Greater_Imperial_Geothermal_Greater_Imperial_Geothermal_2023_100 MW New Geothermal | 0 | 0 | 1 | 1 | 1 | 1 | 1 | 1 | 1 | 1
SDCP | Greater_Imperial_Geothermal | Greater_Imperial_Geothermal_2023 | 2026 | 9 | 64.5532 |  | 1 | planned_new |  | 100 MW New Geothermal | 100 | CAISO_Geothermal | 0 | geothermal | geothermal_2026_9 | 83% | 1 | 83 | 83 | ok | new_resolve | 1 | 1 | Greater_Imperial_Geothermal_Greater_Imperial_Geothermal_2023_100 MW New Geothermal | 0 | 0 | 1 | 1 | 1 | 1 | 1 | 1 | 1 | 1
SDCP | Greater_Imperial_Geothermal | Greater_Imperial_Geothermal_2023 | 2026 | 10 | 57.4386 |  | 1 | planned_new |  | 100 MW New Geothermal | 100 | CAISO_Geothermal | 0 | geothermal | geothermal_2026_10 | 86% | 1 | 86 | 86 | ok | new_resolve | 1 | 1 | Greater_Imperial_Geothermal_Greater_Imperial_Geothermal_2023_100 MW New Geothermal | 0 | 0 | 1 | 1 | 1 | 1 | 1 | 1 | 1 | 1
SDCP | Greater_Imperial_Geothermal | Greater_Imperial_Geothermal_2023 | 2026 | 11 | 44.1457 |  | 1 | planned_new |  | 100 MW New Geothermal | 100 | CAISO_Geothermal | 0 | geothermal | geothermal_2026_11 | 93% | 1 | 93 | 93 | ok | new_resolve | 1 | 1 | Greater_Imperial_Geothermal_Greater_Imperial_Geothermal_2023_100 MW New Geothermal | 0 | 0 | 1 | 1 | 1 | 1 | 1 | 1 | 1 | 1
SDCP | Greater_Imperial_Geothermal | Greater_Imperial_Geothermal_2023 | 2026 | 12 | 39.1021 |  | 1 | planned_new |  | 100 MW New Geothermal | 100 | CAISO_Geothermal | 0 | geothermal | geothermal_2026_12 | 95% | 1 | 95 | 95 | ok | new_resolve | 1 | 1 | Greater_Imperial_Geothermal_Greater_Imperial_Geothermal_2023_100 MW New Geothermal | 0 | 0 | 1 | 1 | 1 | 1 | 1 | 1 | 1 | 1
SDCP | Greater_Imperial_Geothermal | Greater_Imperial_Geothermal_2023 | 2027 | 1 | 42.8288 |  | 1 | planned_new |  | 100 MW New Geothermal | 100 | CAISO_Geothermal | 0 | geothermal | geothermal_2027_1 | 95% | 1 | 95 | 95 | ok | new_resolve | 1 | 1 | Greater_Imperial_Geothermal_Greater_Imperial_Geothermal_2023_100 MW New Geothermal | 0 | 0 | 1 | 1 | 1 | 1 | 1 | 1 | 1 | 1
SDCP | Greater_Imperial_Geothermal | Greater_Imperial_Geothermal_2023 | 2027 | 2 | 48.457 |  | 1 | planned_new |  | 100 MW New Geothermal | 100 | CAISO_Geothermal | 0 | geothermal | geothermal_2027_2 | 92% | 1 | 92 | 92 | ok | new_resolve | 1 | 1 | Greater_Imperial_Geothermal_Greater_Imperial_Geothermal_2023_100 MW New Geothermal | 0 | 0 | 1 | 1 | 1 | 1 | 1 | 1 | 1 | 1
SDCP | Greater_Imperial_Geothermal | Greater_Imperial_Geothermal_2023 | 2027 | 3 | 67.2734 |  | 1 | planned_new |  | 100 MW New Geothermal | 100 | CAISO_Geothermal | 0 | geothermal | geothermal_2027_3 | 88% | 1 | 88 | 88 | ok | new_resolve | 1 | 1 | Greater_Imperial_Geothermal_Greater_Imperial_Geothermal_2023_100 MW New Geothermal | 0 | 0 | 1 | 1 | 1 | 1 | 1 | 1 | 1 | 1
SDCP | Greater_Imperial_Geothermal | Greater_Imperial_Geothermal_2023 | 2027 | 4 | 73.3005 |  | 1 | planned_new |  | 100 MW New Geothermal | 100 | CAISO_Geothermal | 0 | geothermal | geothermal_2027_4 | 76% | 1 | 76 | 76 | ok | new_resolve | 1 | 1 | Greater_Imperial_Geothermal_Greater_Imperial_Geothermal_2023_100 MW New Geothermal | 0 | 0 | 1 | 1 | 1 | 1 | 1 | 1 | 1 | 1
SDCP | Greater_Imperial_Geothermal | Greater_Imperial_Geothermal_2023 | 2027 | 5 | 80.5778 |  | 1 | planned_new |  | 100 MW New Geothermal | 100 | CAISO_Geothermal | 0 | geothermal | geothermal_2027_5 | 74% | 1 | 74 | 74 | ok | new_resolve | 1 | 1 | Greater_Imperial_Geothermal_Greater_Imperial_Geothermal_2023_100 MW New Geothermal | 0 | 0 | 1 | 1 | 1 | 1 | 1 | 1 | 1 | 1
SDCP | Greater_Imperial_Geothermal | Greater_Imperial_Geothermal_2023 | 2027 | 6 | 78.5732 |  | 1 | planned_new |  | 100 MW New Geothermal | 100 | CAISO_Geothermal | 0 | geothermal | geothermal_2027_6 | 70% | 1 | 70 | 70 | ok | new_resolve | 1 | 1 | Greater_Imperial_Geothermal_Greater_Imperial_Geothermal_2023_100 MW New Geothermal | 0 | 0 | 1 | 1 | 1 | 1 | 1 | 1 | 1 | 1
SDCP | Greater_Imperial_Geothermal | Greater_Imperial_Geothermal_2023 | 2027 | 7 | 75.2486 |  | 1 | planned_new |  | 100 MW New Geothermal | 100 | CAISO_Geothermal | 0 | geothermal | geothermal_2027_7 | 84% | 1 | 84 | 84 | ok | new_resolve | 1 | 1 | Greater_Imperial_Geothermal_Greater_Imperial_Geothermal_2023_100 MW New Geothermal | 0 | 0 | 1 | 1 | 1 | 1 | 1 | 1 | 1 | 1
SDCP | Greater_Imperial_Geothermal | Greater_Imperial_Geothermal_2023 | 2027 | 8 | 73.1011 |  | 1 | planned_new |  | 100 MW New Geothermal | 100 | CAISO_Geothermal | 0 | geothermal | geothermal_2027_8 | 82% | 1 | 82 | 82 | ok | new_resolve | 1 | 1 | Greater_Imperial_Geothermal_Greater_Imperial_Geothermal_2023_100 MW New Geothermal | 0 | 0 | 1 | 1 | 1 | 1 | 1 | 1 | 1 | 1
SDCP | Greater_Imperial_Geothermal | Greater_Imperial_Geothermal_2023 | 2027 | 9 | 64.5532 |  | 1 | planned_new |  | 100 MW New Geothermal | 100 | CAISO_Geothermal | 0 | geothermal | geothermal_2027_9 | 83% | 1 | 83 | 83 | ok | new_resolve | 1 | 1 | Greater_Imperial_Geothermal_Greater_Imperial_Geothermal_2023_100 MW New Geothermal | 0 | 0 | 1 | 1 | 1 | 1 | 1 | 1 | 1 | 1
SDCP | Greater_Imperial_Geothermal | Greater_Imperial_Geothermal_2023 | 2027 | 10 | 57.4386 |  | 1 | planned_new |  | 100 MW New Geothermal | 100 | CAISO_Geothermal | 0 | geothermal | geothermal_2027_10 | 86% | 1 | 86 | 86 | ok | new_resolve | 1 | 1 | Greater_Imperial_Geothermal_Greater_Imperial_Geothermal_2023_100 MW New Geothermal | 0 | 0 | 1 | 1 | 1 | 1 | 1 | 1 | 1 | 1
SDCP | Greater_Imperial_Geothermal | Greater_Imperial_Geothermal_2023 | 2027 | 11 | 44.1457 |  | 1 | planned_new |  | 100 MW New Geothermal | 100 | CAISO_Geothermal | 0 | geothermal | geothermal_2027_11 | 93% | 1 | 93 | 93 | ok | new_resolve | 1 | 1 | Greater_Imperial_Geothermal_Greater_Imperial_Geothermal_2023_100 MW New Geothermal | 0 | 0 | 1 | 1 | 1 | 1 | 1 | 1 | 1 | 1
SDCP | Greater_Imperial_Geothermal | Greater_Imperial_Geothermal_2023 | 2027 | 12 | 39.1021 |  | 1 | planned_new |  | 100 MW New Geothermal | 100 | CAISO_Geothermal | 0 | geothermal | geothermal_2027_12 | 95% | 1 | 95 | 95 | ok | new_resolve | 1 | 1 | Greater_Imperial_Geothermal_Greater_Imperial_Geothermal_2023_100 MW New Geothermal | 0 | 0 | 1 | 1 | 1 | 1 | 1 | 1 | 1 | 1
SDCP | Greater_Imperial_Geothermal | Greater_Imperial_Geothermal_2023 | 2028 | 1 | 42.8288 |  | 1 | planned_new |  | 100 MW New Geothermal | 100 | CAISO_Geothermal | 0 | geothermal | geothermal_2028_1 | 95% | 1 | 95 | 95 | ok | new_resolve | 1 | 1 | Greater_Imperial_Geothermal_Greater_Imperial_Geothermal_2023_100 MW New Geothermal | 0 | 0 | 1 | 1 | 1 | 1 | 1 | 1 | 1 | 1
SDCP | Greater_Imperial_Geothermal | Greater_Imperial_Geothermal_2023 | 2028 | 2 | 48.457 |  | 1 | planned_new |  | 100 MW New Geothermal | 100 | CAISO_Geothermal | 0 | geothermal | geothermal_2028_2 | 92% | 1 | 92 | 92 | ok | new_resolve | 1 | 1 | Greater_Imperial_Geothermal_Greater_Imperial_Geothermal_2023_100 MW New Geothermal | 0 | 0 | 1 | 1 | 1 | 1 | 1 | 1 | 1 | 1
SDCP | Greater_Imperial_Geothermal | Greater_Imperial_Geothermal_2023 | 2028 | 3 | 67.2734 |  | 1 | planned_new |  | 100 MW New Geothermal | 100 | CAISO_Geothermal | 0 | geothermal | geothermal_2028_3 | 88% | 1 | 88 | 88 | ok | new_resolve | 1 | 1 | Greater_Imperial_Geothermal_Greater_Imperial_Geothermal_2023_100 MW New Geothermal | 0 | 0 | 1 | 1 | 1 | 1 | 1 | 1 | 1 | 1
SDCP | Greater_Imperial_Geothermal | Greater_Imperial_Geothermal_2023 | 2028 | 4 | 73.3005 |  | 1 | planned_new |  | 100 MW New Geothermal | 100 | CAISO_Geothermal | 0 | geothermal | geothermal_2028_4 | 76% | 1 | 76 | 76 | ok | new_resolve | 1 | 1 | Greater_Imperial_Geothermal_Greater_Imperial_Geothermal_2023_100 MW New Geothermal | 0 | 0 | 1 | 1 | 1 | 1 | 1 | 1 | 1 | 1
SDCP | Greater_Imperial_Geothermal | Greater_Imperial_Geothermal_2023 | 2028 | 5 | 80.5778 |  | 1 | planned_new |  | 100 MW New Geothermal | 100 | CAISO_Geothermal | 0 | geothermal | geothermal_2028_5 | 74% | 1 | 74 | 74 | ok | new_resolve | 1 | 1 | Greater_Imperial_Geothermal_Greater_Imperial_Geothermal_2023_100 MW New Geothermal | 0 | 0 | 1 | 1 | 1 | 1 | 1 | 1 | 1 | 1
SDCP | Greater_Imperial_Geothermal | Greater_Imperial_Geothermal_2023 | 2028 | 6 | 78.5732 |  | 1 | planned_new |  | 100 MW New Geothermal | 100 | CAISO_Geothermal | 0 | geothermal | geothermal_2028_6 | 70% | 1 | 70 | 70 | ok | new_resolve | 1 | 1 | Greater_Imperial_Geothermal_Greater_Imperial_Geothermal_2023_100 MW New Geothermal | 0 | 0 | 1 | 1 | 1 | 1 | 1 | 1 | 1 | 1
SDCP | Greater_Imperial_Geothermal | Greater_Imperial_Geothermal_2023 | 2028 | 7 | 75.2486 |  | 1 | planned_new |  | 100 MW New Geothermal | 100 | CAISO_Geothermal | 0 | geothermal | geothermal_2028_7 | 84% | 1 | 84 | 84 | ok | new_resolve | 1 | 1 | Greater_Imperial_Geothermal_Greater_Imperial_Geothermal_2023_100 MW New Geothermal | 0 | 0 | 1 | 1 | 1 | 1 | 1 | 1 | 1 | 1
SDCP | Greater_Imperial_Geothermal | Greater_Imperial_Geothermal_2023 | 2028 | 8 | 73.1011 |  | 1 | planned_new |  | 100 MW New Geothermal | 100 | CAISO_Geothermal | 0 | geothermal | geothermal_2028_8 | 82% | 1 | 82 | 82 | ok | new_resolve | 1 | 1 | Greater_Imperial_Geothermal_Greater_Imperial_Geothermal_2023_100 MW New Geothermal | 0 | 0 | 1 | 1 | 1 | 1 | 1 | 1 | 1 | 1
SDCP | Greater_Imperial_Geothermal | Greater_Imperial_Geothermal_2023 | 2028 | 9 | 64.5532 |  | 1 | planned_new |  | 100 MW New Geothermal | 100 | CAISO_Geothermal | 0 | geothermal | geothermal_2028_9 | 83% | 1 | 83 | 83 | ok | new_resolve | 1 | 1 | Greater_Imperial_Geothermal_Greater_Imperial_Geothermal_2023_100 MW New Geothermal | 0 | 0 | 1 | 1 | 1 | 1 | 1 | 1 | 1 | 1
SDCP | Greater_Imperial_Geothermal | Greater_Imperial_Geothermal_2023 | 2028 | 10 | 57.4386 |  | 1 | planned_new |  | 100 MW New Geothermal | 100 | CAISO_Geothermal | 0 | geothermal | geothermal_2028_10 | 86% | 1 | 86 | 86 | ok | new_resolve | 1 | 1 | Greater_Imperial_Geothermal_Greater_Imperial_Geothermal_2023_100 MW New Geothermal | 0 | 0 | 1 | 1 | 1 | 1 | 1 | 1 | 1 | 1
SDCP | Greater_Imperial_Geothermal | Greater_Imperial_Geothermal_2023 | 2028 | 11 | 44.1457 |  | 1 | planned_new |  | 100 MW New Geothermal | 100 | CAISO_Geothermal | 0 | geothermal | geothermal_2028_11 | 93% | 1 | 93 | 93 | ok | new_resolve | 1 | 1 | Greater_Imperial_Geothermal_Greater_Imperial_Geothermal_2023_100 MW New Geothermal | 0 | 0 | 1 | 1 | 1 | 1 | 1 | 1 | 1 | 1
SDCP | Greater_Imperial_Geothermal | Greater_Imperial_Geothermal_2023 | 2028 | 12 | 39.1021 |  | 1 | planned_new |  | 100 MW New Geothermal | 100 | CAISO_Geothermal | 0 | geothermal | geothermal_2028_12 | 95% | 1 | 95 | 95 | ok | new_resolve | 1 | 1 | Greater_Imperial_Geothermal_Greater_Imperial_Geothermal_2023_100 MW New Geothermal | 0 | 0 | 1 | 1 | 1 | 1 | 1 | 1 | 1 | 1
SDCP | Greater_Imperial_Geothermal | Greater_Imperial_Geothermal_2023 | 2029 | 1 | 42.8288 |  | 1 | planned_new |  | 100 MW New Geothermal | 100 | CAISO_Geothermal | 0 | geothermal | geothermal_2029_1 | 95% | 1 | 95 | 95 | ok | new_resolve | 1 | 1 | Greater_Imperial_Geothermal_Greater_Imperial_Geothermal_2023_100 MW New Geothermal | 0 | 0 | 1 | 1 | 1 | 1 | 1 | 1 | 1 | 1
SDCP | Greater_Imperial_Geothermal | Greater_Imperial_Geothermal_2023 | 2029 | 2 | 48.457 |  | 1 | planned_new |  | 100 MW New Geothermal | 100 | CAISO_Geothermal | 0 | geothermal | geothermal_2029_2 | 92% | 1 | 92 | 92 | ok | new_resolve | 1 | 1 | Greater_Imperial_Geothermal_Greater_Imperial_Geothermal_2023_100 MW New Geothermal | 0 | 0 | 1 | 1 | 1 | 1 | 1 | 1 | 1 | 1
SDCP | Greater_Imperial_Geothermal | Greater_Imperial_Geothermal_2023 | 2029 | 3 | 67.2734 |  | 1 | planned_new |  | 100 MW New Geothermal | 100 | CAISO_Geothermal | 0 | geothermal | geothermal_2029_3 | 88% | 1 | 88 | 88 | ok | new_resolve | 1 | 1 | Greater_Imperial_Geothermal_Greater_Imperial_Geothermal_2023_100 MW New Geothermal | 0 | 0 | 1 | 1 | 1 | 1 | 1 | 1 | 1 | 1
SDCP | Greater_Imperial_Geothermal | Greater_Imperial_Geothermal_2023 | 2029 | 4 | 73.3005 |  | 1 | planned_new |  | 100 MW New Geothermal | 100 | CAISO_Geothermal | 0 | geothermal | geothermal_2029_4 | 76% | 1 | 76 | 76 | ok | new_resolve | 1 | 1 | Greater_Imperial_Geothermal_Greater_Imperial_Geothermal_2023_100 MW New Geothermal | 0 | 0 | 1 | 1 | 1 | 1 | 1 | 1 | 1 | 1
SDCP | Greater_Imperial_Geothermal | Greater_Imperial_Geothermal_2023 | 2029 | 5 | 80.5778 |  | 1 | planned_new |  | 100 MW New Geothermal | 100 | CAISO_Geothermal | 0 | geothermal | geothermal_2029_5 | 74% | 1 | 74 | 74 | ok | new_resolve | 1 | 1 | Greater_Imperial_Geothermal_Greater_Imperial_Geothermal_2023_100 MW New Geothermal | 0 | 0 | 1 | 1 | 1 | 1 | 1 | 1 | 1 | 1
SDCP | Greater_Imperial_Geothermal | Greater_Imperial_Geothermal_2023 | 2029 | 6 | 78.5732 |  | 1 | planned_new |  | 100 MW New Geothermal | 100 | CAISO_Geothermal | 0 | geothermal | geothermal_2029_6 | 70% | 1 | 70 | 70 | ok | new_resolve | 1 | 1 | Greater_Imperial_Geothermal_Greater_Imperial_Geothermal_2023_100 MW New Geothermal | 0 | 0 | 1 | 1 | 1 | 1 | 1 | 1 | 1 | 1
SDCP | Greater_Imperial_Geothermal | Greater_Imperial_Geothermal_2023 | 2029 | 7 | 75.2486 |  | 1 | planned_new |  | 100 MW New Geothermal | 100 | CAISO_Geothermal | 0 | geothermal | geothermal_2029_7 | 84% | 1 | 84 | 84 | ok | new_resolve | 1 | 1 | Greater_Imperial_Geothermal_Greater_Imperial_Geothermal_2023_100 MW New Geothermal | 0 | 0 | 1 | 1 | 1 | 1 | 1 | 1 | 1 | 1
SDCP | Greater_Imperial_Geothermal | Greater_Imperial_Geothermal_2023 | 2029 | 8 | 73.1011 |  | 1 | planned_new |  | 100 MW New Geothermal | 100 | CAISO_Geothermal | 0 | geothermal | geothermal_2029_8 | 82% | 1 | 82 | 82 | ok | new_resolve | 1 | 1 | Greater_Imperial_Geothermal_Greater_Imperial_Geothermal_2023_100 MW New Geothermal | 0 | 0 | 1 | 1 | 1 | 1 | 1 | 1 | 1 | 1
SDCP | Greater_Imperial_Geothermal | Greater_Imperial_Geothermal_2023 | 2029 | 9 | 64.5532 |  | 1 | planned_new |  | 100 MW New Geothermal | 100 | CAISO_Geothermal | 0 | geothermal | geothermal_2029_9 | 83% | 1 | 83 | 83 | ok | new_resolve | 1 | 1 | Greater_Imperial_Geothermal_Greater_Imperial_Geothermal_2023_100 MW New Geothermal | 0 | 0 | 1 | 1 | 1 | 1 | 1 | 1 | 1 | 1
SDCP | Greater_Imperial_Geothermal | Greater_Imperial_Geothermal_2023 | 2029 | 10 | 57.4386 |  | 1 | planned_new |  | 100 MW New Geothermal | 100 | CAISO_Geothermal | 0 | geothermal | geothermal_2029_10 | 86% | 1 | 86 | 86 | ok | new_resolve | 1 | 1 | Greater_Imperial_Geothermal_Greater_Imperial_Geothermal_2023_100 MW New Geothermal | 0 | 0 | 1 | 1 | 1 | 1 | 1 | 1 | 1 | 1
SDCP | Greater_Imperial_Geothermal | Greater_Imperial_Geothermal_2023 | 2029 | 11 | 44.1457 |  | 1 | planned_new |  | 100 MW New Geothermal | 100 | CAISO_Geothermal | 0 | geothermal | geothermal_2029_11 | 93% | 1 | 93 | 93 | ok | new_resolve | 1 | 1 | Greater_Imperial_Geothermal_Greater_Imperial_Geothermal_2023_100 MW New Geothermal | 0 | 0 | 1 | 1 | 1 | 1 | 1 | 1 | 1 | 1
SDCP | Greater_Imperial_Geothermal | Greater_Imperial_Geothermal_2023 | 2029 | 12 | 39.1021 |  | 1 | planned_new |  | 100 MW New Geothermal | 100 | CAISO_Geothermal | 0 | geothermal | geothermal_2029_12 | 95% | 1 | 95 | 95 | ok | new_resolve | 1 | 1 | Greater_Imperial_Geothermal_Greater_Imperial_Geothermal_2023_100 MW New Geothermal | 0 | 0 | 1 | 1 | 1 | 1 | 1 | 1 | 1 | 1
SDCP | Greater_Imperial_Geothermal | Greater_Imperial_Geothermal_2023 | 2030 | 1 | 42.8288 |  | 1 | planned_new |  | 100 MW New Geothermal | 100 | CAISO_Geothermal | 0 | geothermal | geothermal_2030_1 | 95% | 1 | 95 | 95 | ok | new_resolve | 1 | 1 | Greater_Imperial_Geothermal_Greater_Imperial_Geothermal_2023_100 MW New Geothermal | 0 | 0 | 1 | 1 | 1 | 1 | 1 | 1 | 1 | 1
SDCP | Greater_Imperial_Geothermal | Greater_Imperial_Geothermal_2023 | 2030 | 2 | 48.457 |  | 1 | planned_new |  | 100 MW New Geothermal | 100 | CAISO_Geothermal | 0 | geothermal | geothermal_2030_2 | 92% | 1 | 92 | 92 | ok | new_resolve | 1 | 1 | Greater_Imperial_Geothermal_Greater_Imperial_Geothermal_2023_100 MW New Geothermal | 0 | 0 | 1 | 1 | 1 | 1 | 1 | 1 | 1 | 1
SDCP | Greater_Imperial_Geothermal | Greater_Imperial_Geothermal_2023 | 2030 | 3 | 67.2734 |  | 1 | planned_new |  | 100 MW New Geothermal | 100 | CAISO_Geothermal | 0 | geothermal | geothermal_2030_3 | 88% | 1 | 88 | 88 | ok | new_resolve | 1 | 1 | Greater_Imperial_Geothermal_Greater_Imperial_Geothermal_2023_100 MW New Geothermal | 0 | 0 | 1 | 1 | 1 | 1 | 1 | 1 | 1 | 1
SDCP | Greater_Imperial_Geothermal | Greater_Imperial_Geothermal_2023 | 2030 | 4 | 73.3005 |  | 1 | planned_new |  | 100 MW New Geothermal | 100 | CAISO_Geothermal | 0 | geothermal | geothermal_2030_4 | 76% | 1 | 76 | 76 | ok | new_resolve | 1 | 1 | Greater_Imperial_Geothermal_Greater_Imperial_Geothermal_2023_100 MW New Geothermal | 0 | 0 | 1 | 1 | 1 | 1 | 1 | 1 | 1 | 1
SDCP | Greater_Imperial_Geothermal | Greater_Imperial_Geothermal_2023 | 2030 | 5 | 80.5778 |  | 1 | planned_new |  | 100 MW New Geothermal | 100 | CAISO_Geothermal | 0 | geothermal | geothermal_2030_5 | 74% | 1 | 74 | 74 | ok | new_resolve | 1 | 1 | Greater_Imperial_Geothermal_Greater_Imperial_Geothermal_2023_100 MW New Geothermal | 0 | 0 | 1 | 1 | 1 | 1 | 1 | 1 | 1 | 1
SDCP | Greater_Imperial_Geothermal | Greater_Imperial_Geothermal_2023 | 2030 | 6 | 78.5732 |  | 1 | planned_new |  | 100 MW New Geothermal | 100 | CAISO_Geothermal | 0 | geothermal | geothermal_2030_6 | 70% | 1 | 70 | 70 | ok | new_resolve | 1 | 1 | Greater_Imperial_Geothermal_Greater_Imperial_Geothermal_2023_100 MW New Geothermal | 0 | 0 | 1 | 1 | 1 | 1 | 1 | 1 | 1 | 1
SDCP | Greater_Imperial_Geothermal | Greater_Imperial_Geothermal_2023 | 2030 | 7 | 75.2486 |  | 1 | planned_new |  | 100 MW New Geothermal | 100 | CAISO_Geothermal | 0 | geothermal | geothermal_2030_7 | 84% | 1 | 84 | 84 | ok | new_resolve | 1 | 1 | Greater_Imperial_Geothermal_Greater_Imperial_Geothermal_2023_100 MW New Geothermal | 0 | 0 | 1 | 1 | 1 | 1 | 1 | 1 | 1 | 1
SDCP | Greater_Imperial_Geothermal | Greater_Imperial_Geothermal_2023 | 2030 | 8 | 73.1011 |  | 1 | planned_new |  | 100 MW New Geothermal | 100 | CAISO_Geothermal | 0 | geothermal | geothermal_2030_8 | 82% | 1 | 82 | 82 | ok | new_resolve | 1 | 1 | Greater_Imperial_Geothermal_Greater_Imperial_Geothermal_2023_100 MW New Geothermal | 0 | 0 | 1 | 1 | 1 | 1 | 1 | 1 | 1 | 1
SDCP | Greater_Imperial_Geothermal | Greater_Imperial_Geothermal_2023 | 2030 | 9 | 64.5532 |  | 1 | planned_new |  | 100 MW New Geothermal | 100 | CAISO_Geothermal | 0 | geothermal | geothermal_2030_9 | 83% | 1 | 83 | 83 | ok | new_resolve | 1 | 1 | Greater_Imperial_Geothermal_Greater_Imperial_Geothermal_2023_100 MW New Geothermal | 0 | 0 | 1 | 1 | 1 | 1 | 1 | 1 | 1 | 1
SDCP | Greater_Imperial_Geothermal | Greater_Imperial_Geothermal_2023 | 2030 | 10 | 57.4386 |  | 1 | planned_new |  | 100 MW New Geothermal | 100 | CAISO_Geothermal | 0 | geothermal | geothermal_2030_10 | 86% | 1 | 86 | 86 | ok | new_resolve | 1 | 1 | Greater_Imperial_Geothermal_Greater_Imperial_Geothermal_2023_100 MW New Geothermal | 0 | 0 | 1 | 1 | 1 | 1 | 1 | 1 | 1 | 1
SDCP | Greater_Imperial_Geothermal | Greater_Imperial_Geothermal_2023 | 2030 | 11 | 44.1457 |  | 1 | planned_new |  | 100 MW New Geothermal | 100 | CAISO_Geothermal | 0 | geothermal | geothermal_2030_11 | 93% | 1 | 93 | 93 | ok | new_resolve | 1 | 1 | Greater_Imperial_Geothermal_Greater_Imperial_Geothermal_2023_100 MW New Geothermal | 0 | 0 | 1 | 1 | 1 | 1 | 1 | 1 | 1 | 1
SDCP | Greater_Imperial_Geothermal | Greater_Imperial_Geothermal_2023 | 2030 | 12 | 39.1021 |  | 1 | planned_new |  | 100 MW New Geothermal | 100 | CAISO_Geothermal | 0 | geothermal | geothermal_2030_12 | 95% | 1 | 95 | 95 | ok | new_resolve | 1 | 1 | Greater_Imperial_Geothermal_Greater_Imperial_Geothermal_2023_100 MW New Geothermal | 0 | 0 | 1 | 1 | 1 | 1 | 1 | 1 | 1 | 1
SDCP | Arizona_Solar | Arizona_Solar_2023 | 2023 | 1 | 15.116 |  | 1 | planned_new |  | 100 MW New Solar PV | 100 | CAISO_Solar | 0 | solar | solar_2023_1 | 4% | 1 | 4 | 4 | ok | new_resolve | 1 | 1 | Arizona_Solar_Arizona_Solar_2023_100 MW New Solar PV | 1 | 10 | 1 | 1 | 1 | 1 | 1 | 1 | 1 | 1
SDCP | Arizona_Solar | Arizona_Solar_2023 | 2023 | 2 | 17.1025 |  | 1 | planned_new |  | 100 MW New Solar PV | 100 | CAISO_Solar | 0 | solar | solar_2023_2 | 3% | 1 | 3 | 3 | ok | new_resolve | 1 | 1 | Arizona_Solar_Arizona_Solar_2023_100 MW New Solar PV | 0 | 0 | 1 | 1 | 1 | 1 | 1 | 1 | 1 | 1
SDCP | Arizona_Solar | Arizona_Solar_2023 | 2023 | 3 | 23.7436 |  | 1 | planned_new |  | 100 MW New Solar PV | 100 | CAISO_Solar | 0 | solar | solar_2023_3 | 18% | 1 | 18 | 18 | ok | new_resolve | 1 | 1 | Arizona_Solar_Arizona_Solar_2023_100 MW New Solar PV | 0 | 0 | 1 | 1 | 1 | 1 | 1 | 1 | 1 | 1
SDCP | Arizona_Solar | Arizona_Solar_2023 | 2023 | 4 | 25.8708 |  | 1 | planned_new |  | 100 MW New Solar PV | 100 | CAISO_Solar | 0 | solar | solar_2023_4 | 15% | 1 | 15 | 15 | ok | new_resolve | 1 | 1 | Arizona_Solar_Arizona_Solar_2023_100 MW New Solar PV | 0 | 0 | 1 | 1 | 1 | 1 | 1 | 1 | 1 | 1
SDCP | Arizona_Solar | Arizona_Solar_2023 | 2023 | 5 | 28.4392 |  | 1 | planned_new |  | 100 MW New Solar PV | 100 | CAISO_Solar | 0 | solar | solar_2023_5 | 16% | 1 | 16 | 16 | ok | new_resolve | 1 | 1 | Arizona_Solar_Arizona_Solar_2023_100 MW New Solar PV | 0 | 0 | 1 | 1 | 1 | 1 | 1 | 1 | 1 | 1
SDCP | Arizona_Solar | Arizona_Solar_2023 | 2023 | 6 | 27.7317 |  | 1 | planned_new |  | 100 MW New Solar PV | 100 | CAISO_Solar | 0 | solar | solar_2023_6 | 31% | 1 | 31 | 31 | ok | new_resolve | 1 | 1 | Arizona_Solar_Arizona_Solar_2023_100 MW New Solar PV | 0 | 0 | 1 | 1 | 1 | 1 | 1 | 1 | 1 | 1
SDCP | Arizona_Solar | Arizona_Solar_2023 | 2023 | 7 | 26.5583 |  | 1 | planned_new |  | 100 MW New Solar PV | 100 | CAISO_Solar | 0 | solar | solar_2023_7 | 39% | 1 | 39 | 39 | ok | new_resolve | 1 | 1 | Arizona_Solar_Arizona_Solar_2023_100 MW New Solar PV | 0 | 0 | 1 | 1 | 1 | 1 | 1 | 1 | 1 | 1
SDCP | Arizona_Solar | Arizona_Solar_2023 | 2023 | 8 | 25.8004 |  | 1 | planned_new |  | 100 MW New Solar PV | 100 | CAISO_Solar | 0 | solar | solar_2023_8 | 27% | 1 | 27 | 27 | ok | new_resolve | 1 | 1 | Arizona_Solar_Arizona_Solar_2023_100 MW New Solar PV | 0 | 0 | 1 | 1 | 1 | 1 | 1 | 1 | 1 | 1
SDCP | Arizona_Solar | Arizona_Solar_2023 | 2023 | 9 | 22.7835 |  | 1 | planned_new |  | 100 MW New Solar PV | 100 | CAISO_Solar | 0 | solar | solar_2023_9 | 14% | 1 | 14 | 14 | ok | new_resolve | 1 | 1 | Arizona_Solar_Arizona_Solar_2023_100 MW New Solar PV | 0 | 0 | 1 | 1 | 1 | 1 | 1 | 1 | 1 | 1
SDCP | Arizona_Solar | Arizona_Solar_2023 | 2023 | 10 | 20.2724 |  | 1 | planned_new |  | 100 MW New Solar PV | 100 | CAISO_Solar | 0 | solar | solar_2023_10 | 2% | 1 | 2 | 2 | ok | new_resolve | 1 | 1 | Arizona_Solar_Arizona_Solar_2023_100 MW New Solar PV | 0 | 0 | 1 | 1 | 1 | 1 | 1 | 1 | 1 | 1
SDCP | Arizona_Solar | Arizona_Solar_2023 | 2023 | 11 | 15.5808 |  | 1 | planned_new |  | 100 MW New Solar PV | 100 | CAISO_Solar | 0 | solar | solar_2023_11 | 2% | 1 | 2 | 2 | ok | new_resolve | 1 | 1 | Arizona_Solar_Arizona_Solar_2023_100 MW New Solar PV | 0 | 0 | 1 | 1 | 1 | 1 | 1 | 1 | 1 | 1
SDCP | Arizona_Solar | Arizona_Solar_2023 | 2023 | 12 | 13.8007 |  | 1 | planned_new |  | 100 MW New Solar PV | 100 | CAISO_Solar | 0 | solar | solar_2023_12 | 0% | 1 | 0 | 0 | ok | new_resolve | 1 | 1 | Arizona_Solar_Arizona_Solar_2023_100 MW New Solar PV | 0 | 0 | 1 | 1 | 1 | 1 | 1 | 1 | 1 | 1
SDCP | Arizona_Solar | Arizona_Solar_2023 | 2024 | 1 | 15.116 |  | 1 | planned_new |  | 100 MW New Solar PV | 100 | CAISO_Solar | 0 | solar | solar_2024_1 | 3.475% | 1 | 3.4748 | 3.4748 | ok | new_resolve | 1 | 1 | Arizona_Solar_Arizona_Solar_2023_100 MW New Solar PV | 0 | 0 | 1 | 1 | 1 | 1 | 1 | 1 | 1 | 1
SDCP | Arizona_Solar | Arizona_Solar_2023 | 2024 | 2 | 17.1025 |  | 1 | planned_new |  | 100 MW New Solar PV | 100 | CAISO_Solar | 0 | solar | solar_2024_2 | 2.606% | 1 | 2.6061 | 2.6061 | ok | new_resolve | 1 | 1 | Arizona_Solar_Arizona_Solar_2023_100 MW New Solar PV | 0 | 0 | 1 | 1 | 1 | 1 | 1 | 1 | 1 | 1
SDCP | Arizona_Solar | Arizona_Solar_2023 | 2024 | 3 | 23.7436 |  | 1 | planned_new |  | 100 MW New Solar PV | 100 | CAISO_Solar | 0 | solar | solar_2024_3 | 15.64% | 1 | 15.6365 | 15.6365 | ok | new_resolve | 1 | 1 | Arizona_Solar_Arizona_Solar_2023_100 MW New Solar PV | 0 | 0 | 1 | 1 | 1 | 1 | 1 | 1 | 1 | 1
SDCP | Arizona_Solar | Arizona_Solar_2023 | 2024 | 4 | 25.8708 |  | 1 | planned_new |  | 100 MW New Solar PV | 100 | CAISO_Solar | 0 | solar | solar_2024_4 | 13.03% | 1 | 13.0304 | 13.0304 | ok | new_resolve | 1 | 1 | Arizona_Solar_Arizona_Solar_2023_100 MW New Solar PV | 0 | 0 | 1 | 1 | 1 | 1 | 1 | 1 | 1 | 1
SDCP | Arizona_Solar | Arizona_Solar_2023 | 2024 | 5 | 28.4392 |  | 1 | planned_new |  | 100 MW New Solar PV | 100 | CAISO_Solar | 0 | solar | solar_2024_5 | 13.9% | 1 | 13.8991 | 13.8991 | ok | new_resolve | 1 | 1 | Arizona_Solar_Arizona_Solar_2023_100 MW New Solar PV | 0 | 0 | 1 | 1 | 1 | 1 | 1 | 1 | 1 | 1
SDCP | Arizona_Solar | Arizona_Solar_2023 | 2024 | 6 | 27.7317 |  | 1 | planned_new |  | 100 MW New Solar PV | 100 | CAISO_Solar | 0 | solar | solar_2024_6 | 26.93% | 1 | 26.9295 | 26.9295 | ok | new_resolve | 1 | 1 | Arizona_Solar_Arizona_Solar_2023_100 MW New Solar PV | 0 | 0 | 1 | 1 | 1 | 1 | 1 | 1 | 1 | 1
SDCP | Arizona_Solar | Arizona_Solar_2023 | 2024 | 7 | 26.5583 |  | 1 | planned_new |  | 100 MW New Solar PV | 100 | CAISO_Solar | 0 | solar | solar_2024_7 | 33.88% | 1 | 33.879 | 33.879 | ok | new_resolve | 1 | 1 | Arizona_Solar_Arizona_Solar_2023_100 MW New Solar PV | 0 | 0 | 1 | 1 | 1 | 1 | 1 | 1 | 1 | 1
SDCP | Arizona_Solar | Arizona_Solar_2023 | 2024 | 8 | 25.8004 |  | 1 | planned_new |  | 100 MW New Solar PV | 100 | CAISO_Solar | 0 | solar | solar_2024_8 | 23.45% | 1 | 23.4547 | 23.4547 | ok | new_resolve | 1 | 1 | Arizona_Solar_Arizona_Solar_2023_100 MW New Solar PV | 0 | 0 | 1 | 1 | 1 | 1 | 1 | 1 | 1 | 1
SDCP | Arizona_Solar | Arizona_Solar_2023 | 2024 | 9 | 22.7835 |  | 1 | planned_new |  | 100 MW New Solar PV | 100 | CAISO_Solar | 0 | solar | solar_2024_9 | 12.16% | 1 | 12.1617 | 12.1617 | ok | new_resolve | 1 | 1 | Arizona_Solar_Arizona_Solar_2023_100 MW New Solar PV | 0 | 0 | 1 | 1 | 1 | 1 | 1 | 1 | 1 | 1
SDCP | Arizona_Solar | Arizona_Solar_2023 | 2024 | 10 | 20.2724 |  | 1 | planned_new |  | 100 MW New Solar PV | 100 | CAISO_Solar | 0 | solar | solar_2024_10 | 1.737% | 1 | 1.7374 | 1.7374 | ok | new_resolve | 1 | 1 | Arizona_Solar_Arizona_Solar_2023_100 MW New Solar PV | 0 | 0 | 1 | 1 | 1 | 1 | 1 | 1 | 1 | 1
SDCP | Arizona_Solar | Arizona_Solar_2023 | 2024 | 11 | 15.5808 |  | 1 | planned_new |  | 100 MW New Solar PV | 100 | CAISO_Solar | 0 | solar | solar_2024_11 | 1.737% | 1 | 1.7374 | 1.7374 | ok | new_resolve | 1 | 1 | Arizona_Solar_Arizona_Solar_2023_100 MW New Solar PV | 0 | 0 | 1 | 1 | 1 | 1 | 1 | 1 | 1 | 1
SDCP | Arizona_Solar | Arizona_Solar_2023 | 2024 | 12 | 13.8007 |  | 1 | planned_new |  | 100 MW New Solar PV | 100 | CAISO_Solar | 0 | solar | solar_2024_12 | 0% | 1 | 0 | 0 | ok | new_resolve | 1 | 1 | Arizona_Solar_Arizona_Solar_2023_100 MW New Solar PV | 0 | 0 | 1 | 1 | 1 | 1 | 1 | 1 | 1 | 1
SDCP | Arizona_Solar | Arizona_Solar_2023 | 2025 | 1 | 15.116 |  | 1 | planned_new |  | 100 MW New Solar PV | 100 | CAISO_Solar | 0 | solar | solar_2025_1 | 2.95% | 1 | 2.9495 | 2.9495 | ok | new_resolve | 1 | 1 | Arizona_Solar_Arizona_Solar_2023_100 MW New Solar PV | 0 | 0 | 1 | 1 | 1 | 1 | 1 | 1 | 1 | 1
SDCP | Arizona_Solar | Arizona_Solar_2023 | 2025 | 2 | 17.1025 |  | 1 | planned_new |  | 100 MW New Solar PV | 100 | CAISO_Solar | 0 | solar | solar_2025_2 | 2.212% | 1 | 2.2121 | 2.2121 | ok | new_resolve | 1 | 1 | Arizona_Solar_Arizona_Solar_2023_100 MW New Solar PV | 0 | 0 | 1 | 1 | 1 | 1 | 1 | 1 | 1 | 1
SDCP | Arizona_Solar | Arizona_Solar_2023 | 2025 | 3 | 23.7436 |  | 1 | planned_new |  | 100 MW New Solar PV | 100 | CAISO_Solar | 0 | solar | solar_2025_3 | 13.27% | 1 | 13.2728 | 13.2728 | ok | new_resolve | 1 | 1 | Arizona_Solar_Arizona_Solar_2023_100 MW New Solar PV | 0 | 0 | 1 | 1 | 1 | 1 | 1 | 1 | 1 | 1
SDCP | Arizona_Solar | Arizona_Solar_2023 | 2025 | 4 | 25.8708 |  | 1 | planned_new |  | 100 MW New Solar PV | 100 | CAISO_Solar | 0 | solar | solar_2025_4 | 11.06% | 1 | 11.0607 | 11.0607 | ok | new_resolve | 1 | 1 | Arizona_Solar_Arizona_Solar_2023_100 MW New Solar PV | 0 | 0 | 1 | 1 | 1 | 1 | 1 | 1 | 1 | 1
SDCP | Arizona_Solar | Arizona_Solar_2023 | 2025 | 5 | 28.4392 |  | 1 | planned_new |  | 100 MW New Solar PV | 100 | CAISO_Solar | 0 | solar | solar_2025_5 | 11.8% | 1 | 11.7981 | 11.7981 | ok | new_resolve | 1 | 1 | Arizona_Solar_Arizona_Solar_2023_100 MW New Solar PV | 0 | 0 | 1 | 1 | 1 | 1 | 1 | 1 | 1 | 1
SDCP | Arizona_Solar | Arizona_Solar_2023 | 2025 | 6 | 27.7317 |  | 1 | planned_new |  | 100 MW New Solar PV | 100 | CAISO_Solar | 0 | solar | solar_2025_6 | 22.86% | 1 | 22.8587 | 22.8587 | ok | new_resolve | 1 | 1 | Arizona_Solar_Arizona_Solar_2023_100 MW New Solar PV | 0 | 0 | 1 | 1 | 1 | 1 | 1 | 1 | 1 | 1
SDCP | Arizona_Solar | Arizona_Solar_2023 | 2025 | 7 | 26.5583 |  | 1 | planned_new |  | 100 MW New Solar PV | 100 | CAISO_Solar | 0 | solar | solar_2025_7 | 28.76% | 1 | 28.7578 | 28.7578 | ok | new_resolve | 1 | 1 | Arizona_Solar_Arizona_Solar_2023_100 MW New Solar PV | 0 | 0 | 1 | 1 | 1 | 1 | 1 | 1 | 1 | 1
SDCP | Arizona_Solar | Arizona_Solar_2023 | 2025 | 8 | 25.8004 |  | 1 | planned_new |  | 100 MW New Solar PV | 100 | CAISO_Solar | 0 | solar | solar_2025_8 | 19.91% | 1 | 19.9092 | 19.9092 | ok | new_resolve | 1 | 1 | Arizona_Solar_Arizona_Solar_2023_100 MW New Solar PV | 0 | 0 | 1 | 1 | 1 | 1 | 1 | 1 | 1 | 1
SDCP | Arizona_Solar | Arizona_Solar_2023 | 2025 | 9 | 22.7835 |  | 1 | planned_new |  | 100 MW New Solar PV | 100 | CAISO_Solar | 0 | solar | solar_2025_9 | 10.32% | 1 | 10.3233 | 10.3233 | ok | new_resolve | 1 | 1 | Arizona_Solar_Arizona_Solar_2023_100 MW New Solar PV | 0 | 0 | 1 | 1 | 1 | 1 | 1 | 1 | 1 | 1
SDCP | Arizona_Solar | Arizona_Solar_2023 | 2025 | 10 | 20.2724 |  | 1 | planned_new |  | 100 MW New Solar PV | 100 | CAISO_Solar | 0 | solar | solar_2025_10 | 1.475% | 1 | 1.4748 | 1.4748 | ok | new_resolve | 1 | 1 | Arizona_Solar_Arizona_Solar_2023_100 MW New Solar PV | 0 | 0 | 1 | 1 | 1 | 1 | 1 | 1 | 1 | 1
SDCP | Arizona_Solar | Arizona_Solar_2023 | 2025 | 11 | 15.5808 |  | 1 | planned_new |  | 100 MW New Solar PV | 100 | CAISO_Solar | 0 | solar | solar_2025_11 | 1.475% | 1 | 1.4748 | 1.4748 | ok | new_resolve | 1 | 1 | Arizona_Solar_Arizona_Solar_2023_100 MW New Solar PV | 0 | 0 | 1 | 1 | 1 | 1 | 1 | 1 | 1 | 1
SDCP | Arizona_Solar | Arizona_Solar_2023 | 2025 | 12 | 13.8007 |  | 1 | planned_new |  | 100 MW New Solar PV | 100 | CAISO_Solar | 0 | solar | solar_2025_12 | 0% | 1 | 0 | 0 | ok | new_resolve | 1 | 1 | Arizona_Solar_Arizona_Solar_2023_100 MW New Solar PV | 0 | 0 | 1 | 1 | 1 | 1 | 1 | 1 | 1 | 1
SDCP | Arizona_Solar | Arizona_Solar_2023 | 2026 | 1 | 15.116 |  | 1 | planned_new |  | 100 MW New Solar PV | 100 | CAISO_Solar | 0 | solar | solar_2026_1 | 2.424% | 1 | 2.4243 | 2.4243 | ok | new_resolve | 1 | 1 | Arizona_Solar_Arizona_Solar_2023_100 MW New Solar PV | 0 | 0 | 1 | 1 | 1 | 1 | 1 | 1 | 1 | 1
SDCP | Arizona_Solar | Arizona_Solar_2023 | 2026 | 2 | 17.1025 |  | 1 | planned_new |  | 100 MW New Solar PV | 100 | CAISO_Solar | 0 | solar | solar_2026_2 | 1.818% | 1 | 1.8182 | 1.8182 | ok | new_resolve | 1 | 1 | Arizona_Solar_Arizona_Solar_2023_100 MW New Solar PV | 0 | 0 | 1 | 1 | 1 | 1 | 1 | 1 | 1 | 1
SDCP | Arizona_Solar | Arizona_Solar_2023 | 2026 | 3 | 23.7436 |  | 1 | planned_new |  | 100 MW New Solar PV | 100 | CAISO_Solar | 0 | solar | solar_2026_3 | 10.91% | 1 | 10.9093 | 10.9093 | ok | new_resolve | 1 | 1 | Arizona_Solar_Arizona_Solar_2023_100 MW New Solar PV | 0 | 0 | 1 | 1 | 1 | 1 | 1 | 1 | 1 | 1
SDCP | Arizona_Solar | Arizona_Solar_2023 | 2026 | 4 | 25.8708 |  | 1 | planned_new |  | 100 MW New Solar PV | 100 | CAISO_Solar | 0 | solar | solar_2026_4 | 9.091% | 1 | 9.0911 | 9.0911 | ok | new_resolve | 1 | 1 | Arizona_Solar_Arizona_Solar_2023_100 MW New Solar PV | 0 | 0 | 1 | 1 | 1 | 1 | 1 | 1 | 1 | 1
SDCP | Arizona_Solar | Arizona_Solar_2023 | 2026 | 5 | 28.4392 |  | 1 | planned_new |  | 100 MW New Solar PV | 100 | CAISO_Solar | 0 | solar | solar_2026_5 | 9.697% | 1 | 9.6971 | 9.6971 | ok | new_resolve | 1 | 1 | Arizona_Solar_Arizona_Solar_2023_100 MW New Solar PV | 0 | 0 | 1 | 1 | 1 | 1 | 1 | 1 | 1 | 1
SDCP | Arizona_Solar | Arizona_Solar_2023 | 2026 | 6 | 27.7317 |  | 1 | planned_new |  | 100 MW New Solar PV | 100 | CAISO_Solar | 0 | solar | solar_2026_6 | 18.79% | 1 | 18.7882 | 18.7882 | ok | new_resolve | 1 | 1 | Arizona_Solar_Arizona_Solar_2023_100 MW New Solar PV | 0 | 0 | 1 | 1 | 1 | 1 | 1 | 1 | 1 | 1
SDCP | Arizona_Solar | Arizona_Solar_2023 | 2026 | 7 | 26.5583 |  | 1 | planned_new |  | 100 MW New Solar PV | 100 | CAISO_Solar | 0 | solar | solar_2026_7 | 23.64% | 1 | 23.6368 | 23.6368 | ok | new_resolve | 1 | 1 | Arizona_Solar_Arizona_Solar_2023_100 MW New Solar PV | 0 | 0 | 1 | 1 | 1 | 1 | 1 | 1 | 1 | 1
SDCP | Arizona_Solar | Arizona_Solar_2023 | 2026 | 8 | 25.8004 |  | 1 | planned_new |  | 100 MW New Solar PV | 100 | CAISO_Solar | 0 | solar | solar_2026_8 | 16.36% | 1 | 16.3639 | 16.3639 | ok | new_resolve | 1 | 1 | Arizona_Solar_Arizona_Solar_2023_100 MW New Solar PV | 0 | 0 | 1 | 1 | 1 | 1 | 1 | 1 | 1 | 1
SDCP | Arizona_Solar | Arizona_Solar_2023 | 2026 | 9 | 22.7835 |  | 1 | planned_new |  | 100 MW New Solar PV | 100 | CAISO_Solar | 0 | solar | solar_2026_9 | 8.485% | 1 | 8.485 | 8.485 | ok | new_resolve | 1 | 1 | Arizona_Solar_Arizona_Solar_2023_100 MW New Solar PV | 0 | 0 | 1 | 1 | 1 | 1 | 1 | 1 | 1 | 1
SDCP | Arizona_Solar | Arizona_Solar_2023 | 2026 | 10 | 20.2724 |  | 1 | planned_new |  | 100 MW New Solar PV | 100 | CAISO_Solar | 0 | solar | solar_2026_10 | 1.212% | 1 | 1.2121 | 1.2121 | ok | new_resolve | 1 | 1 | Arizona_Solar_Arizona_Solar_2023_100 MW New Solar PV | 0 | 0 | 1 | 1 | 1 | 1 | 1 | 1 | 1 | 1
SDCP | Arizona_Solar | Arizona_Solar_2023 | 2026 | 11 | 15.5808 |  | 1 | planned_new |  | 100 MW New Solar PV | 100 | CAISO_Solar | 0 | solar | solar_2026_11 | 1.212% | 1 | 1.2121 | 1.2121 | ok | new_resolve | 1 | 1 | Arizona_Solar_Arizona_Solar_2023_100 MW New Solar PV | 0 | 0 | 1 | 1 | 1 | 1 | 1 | 1 | 1 | 1
SDCP | Arizona_Solar | Arizona_Solar_2023 | 2026 | 12 | 13.8007 |  | 1 | planned_new |  | 100 MW New Solar PV | 100 | CAISO_Solar | 0 | solar | solar_2026_12 | 0% | 1 | 0 | 0 | ok | new_resolve | 1 | 1 | Arizona_Solar_Arizona_Solar_2023_100 MW New Solar PV | 0 | 0 | 1 | 1 | 1 | 1 | 1 | 1 | 1 | 1
SDCP | Arizona_Solar | Arizona_Solar_2023 | 2027 | 1 | 15.116 |  | 1 | planned_new |  | 100 MW New Solar PV | 100 | CAISO_Solar | 0 | solar | solar_2027_1 | 2.15% | 1 | 2.1498 | 2.1498 | ok | new_resolve | 1 | 1 | Arizona_Solar_Arizona_Solar_2023_100 MW New Solar PV | 0 | 0 | 1 | 1 | 1 | 1 | 1 | 1 | 1 | 1
SDCP | Arizona_Solar | Arizona_Solar_2023 | 2027 | 2 | 17.1025 |  | 1 | planned_new |  | 100 MW New Solar PV | 100 | CAISO_Solar | 0 | solar | solar_2027_2 | 1.612% | 1 | 1.6123 | 1.6123 | ok | new_resolve | 1 | 1 | Arizona_Solar_Arizona_Solar_2023_100 MW New Solar PV | 0 | 0 | 1 | 1 | 1 | 1 | 1 | 1 | 1 | 1
SDCP | Arizona_Solar | Arizona_Solar_2023 | 2027 | 3 | 23.7436 |  | 1 | planned_new |  | 100 MW New Solar PV | 100 | CAISO_Solar | 0 | solar | solar_2027_3 | 9.674% | 1 | 9.674 | 9.674 | ok | new_resolve | 1 | 1 | Arizona_Solar_Arizona_Solar_2023_100 MW New Solar PV | 0 | 0 | 1 | 1 | 1 | 1 | 1 | 1 | 1 | 1
SDCP | Arizona_Solar | Arizona_Solar_2023 | 2027 | 4 | 25.8708 |  | 1 | planned_new |  | 100 MW New Solar PV | 100 | CAISO_Solar | 0 | solar | solar_2027_4 | 8.062% | 1 | 8.0616 | 8.0616 | ok | new_resolve | 1 | 1 | Arizona_Solar_Arizona_Solar_2023_100 MW New Solar PV | 0 | 0 | 1 | 1 | 1 | 1 | 1 | 1 | 1 | 1
SDCP | Arizona_Solar | Arizona_Solar_2023 | 2027 | 5 | 28.4392 |  | 1 | planned_new |  | 100 MW New Solar PV | 100 | CAISO_Solar | 0 | solar | solar_2027_5 | 8.599% | 1 | 8.5991 | 8.5991 | ok | new_resolve | 1 | 1 | Arizona_Solar_Arizona_Solar_2023_100 MW New Solar PV | 0 | 0 | 1 | 1 | 1 | 1 | 1 | 1 | 1 | 1
SDCP | Arizona_Solar | Arizona_Solar_2023 | 2027 | 6 | 27.7317 |  | 1 | planned_new |  | 100 MW New Solar PV | 100 | CAISO_Solar | 0 | solar | solar_2027_6 | 16.66% | 1 | 16.6607 | 16.6607 | ok | new_resolve | 1 | 1 | Arizona_Solar_Arizona_Solar_2023_100 MW New Solar PV | 0 | 0 | 1 | 1 | 1 | 1 | 1 | 1 | 1 | 1
SDCP | Arizona_Solar | Arizona_Solar_2023 | 2027 | 7 | 26.5583 |  | 1 | planned_new |  | 100 MW New Solar PV | 100 | CAISO_Solar | 0 | solar | solar_2027_7 | 20.96% | 1 | 20.9603 | 20.9603 | ok | new_resolve | 1 | 1 | Arizona_Solar_Arizona_Solar_2023_100 MW New Solar PV | 0 | 0 | 1 | 1 | 1 | 1 | 1 | 1 | 1 | 1
SDCP | Arizona_Solar | Arizona_Solar_2023 | 2027 | 8 | 25.8004 |  | 1 | planned_new |  | 100 MW New Solar PV | 100 | CAISO_Solar | 0 | solar | solar_2027_8 | 14.51% | 1 | 14.511 | 14.511 | ok | new_resolve | 1 | 1 | Arizona_Solar_Arizona_Solar_2023_100 MW New Solar PV | 0 | 0 | 1 | 1 | 1 | 1 | 1 | 1 | 1 | 1
SDCP | Arizona_Solar | Arizona_Solar_2023 | 2027 | 9 | 22.7835 |  | 1 | planned_new |  | 100 MW New Solar PV | 100 | CAISO_Solar | 0 | solar | solar_2027_9 | 7.524% | 1 | 7.5242 | 7.5242 | ok | new_resolve | 1 | 1 | Arizona_Solar_Arizona_Solar_2023_100 MW New Solar PV | 0 | 0 | 1 | 1 | 1 | 1 | 1 | 1 | 1 | 1
SDCP | Arizona_Solar | Arizona_Solar_2023 | 2027 | 10 | 20.2724 |  | 1 | planned_new |  | 100 MW New Solar PV | 100 | CAISO_Solar | 0 | solar | solar_2027_10 | 1.075% | 1 | 1.0749 | 1.0749 | ok | new_resolve | 1 | 1 | Arizona_Solar_Arizona_Solar_2023_100 MW New Solar PV | 0 | 0 | 1 | 1 | 1 | 1 | 1 | 1 | 1 | 1
SDCP | Arizona_Solar | Arizona_Solar_2023 | 2027 | 11 | 15.5808 |  | 1 | planned_new |  | 100 MW New Solar PV | 100 | CAISO_Solar | 0 | solar | solar_2027_11 | 1.075% | 1 | 1.0749 | 1.0749 | ok | new_resolve | 1 | 1 | Arizona_Solar_Arizona_Solar_2023_100 MW New Solar PV | 0 | 0 | 1 | 1 | 1 | 1 | 1 | 1 | 1 | 1
SDCP | Arizona_Solar | Arizona_Solar_2023 | 2027 | 12 | 13.8007 |  | 1 | planned_new |  | 100 MW New Solar PV | 100 | CAISO_Solar | 0 | solar | solar_2027_12 | 0% | 1 | 0 | 0 | ok | new_resolve | 1 | 1 | Arizona_Solar_Arizona_Solar_2023_100 MW New Solar PV | 0 | 0 | 1 | 1 | 1 | 1 | 1 | 1 | 1 | 1
SDCP | Arizona_Solar | Arizona_Solar_2023 | 2028 | 1 | 15.116 |  | 1 | planned_new |  | 100 MW New Solar PV | 100 | CAISO_Solar | 0 | solar | solar_2028_1 | 1.875% | 1 | 1.8753 | 1.8753 | ok | new_resolve | 1 | 1 | Arizona_Solar_Arizona_Solar_2023_100 MW New Solar PV | 0 | 0 | 1 | 1 | 1 | 1 | 1 | 1 | 1 | 1
SDCP | Arizona_Solar | Arizona_Solar_2023 | 2028 | 2 | 17.1025 |  | 1 | planned_new |  | 100 MW New Solar PV | 100 | CAISO_Solar | 0 | solar | solar_2028_2 | 1.406% | 1 | 1.4065 | 1.4065 | ok | new_resolve | 1 | 1 | Arizona_Solar_Arizona_Solar_2023_100 MW New Solar PV | 0 | 0 | 1 | 1 | 1 | 1 | 1 | 1 | 1 | 1
SDCP | Arizona_Solar | Arizona_Solar_2023 | 2028 | 3 | 23.7436 |  | 1 | planned_new |  | 100 MW New Solar PV | 100 | CAISO_Solar | 0 | solar | solar_2028_3 | 8.439% | 1 | 8.4388 | 8.4388 | ok | new_resolve | 1 | 1 | Arizona_Solar_Arizona_Solar_2023_100 MW New Solar PV | 0 | 0 | 1 | 1 | 1 | 1 | 1 | 1 | 1 | 1
SDCP | Arizona_Solar | Arizona_Solar_2023 | 2028 | 4 | 25.8708 |  | 1 | planned_new |  | 100 MW New Solar PV | 100 | CAISO_Solar | 0 | solar | solar_2028_4 | 7.032% | 1 | 7.0323 | 7.0323 | ok | new_resolve | 1 | 1 | Arizona_Solar_Arizona_Solar_2023_100 MW New Solar PV | 0 | 0 | 1 | 1 | 1 | 1 | 1 | 1 | 1 | 1
SDCP | Arizona_Solar | Arizona_Solar_2023 | 2028 | 5 | 28.4392 |  | 1 | planned_new |  | 100 MW New Solar PV | 100 | CAISO_Solar | 0 | solar | solar_2028_5 | 7.501% | 1 | 7.5011 | 7.5011 | ok | new_resolve | 1 | 1 | Arizona_Solar_Arizona_Solar_2023_100 MW New Solar PV | 0 | 0 | 1 | 1 | 1 | 1 | 1 | 1 | 1 | 1
SDCP | Arizona_Solar | Arizona_Solar_2023 | 2028 | 6 | 27.7317 |  | 1 | planned_new |  | 100 MW New Solar PV | 100 | CAISO_Solar | 0 | solar | solar_2028_6 | 14.53% | 1 | 14.5335 | 14.5335 | ok | new_resolve | 1 | 1 | Arizona_Solar_Arizona_Solar_2023_100 MW New Solar PV | 0 | 0 | 1 | 1 | 1 | 1 | 1 | 1 | 1 | 1
SDCP | Arizona_Solar | Arizona_Solar_2023 | 2028 | 7 | 26.5583 |  | 1 | planned_new |  | 100 MW New Solar PV | 100 | CAISO_Solar | 0 | solar | solar_2028_7 | 18.28% | 1 | 18.284 | 18.284 | ok | new_resolve | 1 | 1 | Arizona_Solar_Arizona_Solar_2023_100 MW New Solar PV | 0 | 0 | 1 | 1 | 1 | 1 | 1 | 1 | 1 | 1
SDCP | Arizona_Solar | Arizona_Solar_2023 | 2028 | 8 | 25.8004 |  | 1 | planned_new |  | 100 MW New Solar PV | 100 | CAISO_Solar | 0 | solar | solar_2028_8 | 12.66% | 1 | 12.6582 | 12.6582 | ok | new_resolve | 1 | 1 | Arizona_Solar_Arizona_Solar_2023_100 MW New Solar PV | 0 | 0 | 1 | 1 | 1 | 1 | 1 | 1 | 1 | 1
SDCP | Arizona_Solar | Arizona_Solar_2023 | 2028 | 9 | 22.7835 |  | 1 | planned_new |  | 100 MW New Solar PV | 100 | CAISO_Solar | 0 | solar | solar_2028_9 | 6.563% | 1 | 6.5635 | 6.5635 | ok | new_resolve | 1 | 1 | Arizona_Solar_Arizona_Solar_2023_100 MW New Solar PV | 0 | 0 | 1 | 1 | 1 | 1 | 1 | 1 | 1 | 1
SDCP | Arizona_Solar | Arizona_Solar_2023 | 2028 | 10 | 20.2724 |  | 1 | planned_new |  | 100 MW New Solar PV | 100 | CAISO_Solar | 0 | solar | solar_2028_10 | 0.9376% | 1 | 0.93764 | 0.93764 | ok | new_resolve | 1 | 1 | Arizona_Solar_Arizona_Solar_2023_100 MW New Solar PV | 0 | 0 | 1 | 1 | 1 | 1 | 1 | 1 | 1 | 1
SDCP | Arizona_Solar | Arizona_Solar_2023 | 2028 | 11 | 15.5808 |  | 1 | planned_new |  | 100 MW New Solar PV | 100 | CAISO_Solar | 0 | solar | solar_2028_11 | 0.9376% | 1 | 0.93764 | 0.93764 | ok | new_resolve | 1 | 1 | Arizona_Solar_Arizona_Solar_2023_100 MW New Solar PV | 0 | 0 | 1 | 1 | 1 | 1 | 1 | 1 | 1 | 1
SDCP | Arizona_Solar | Arizona_Solar_2023 | 2028 | 12 | 13.8007 |  | 1 | planned_new |  | 100 MW New Solar PV | 100 | CAISO_Solar | 0 | solar | solar_2028_12 | 0% | 1 | 0 | 0 | ok | new_resolve | 1 | 1 | Arizona_Solar_Arizona_Solar_2023_100 MW New Solar PV | 0 | 0 | 1 | 1 | 1 | 1 | 1 | 1 | 1 | 1
SDCP | Arizona_Solar | Arizona_Solar_2023 | 2029 | 1 | 15.116 |  | 1 | planned_new |  | 100 MW New Solar PV | 100 | CAISO_Solar | 0 | solar | solar_2029_1 | 1.601% | 1 | 1.6008 | 1.6008 | ok | new_resolve | 1 | 1 | Arizona_Solar_Arizona_Solar_2023_100 MW New Solar PV | 0 | 0 | 1 | 1 | 1 | 1 | 1 | 1 | 1 | 1
SDCP | Arizona_Solar | Arizona_Solar_2023 | 2029 | 2 | 17.1025 |  | 1 | planned_new |  | 100 MW New Solar PV | 100 | CAISO_Solar | 0 | solar | solar_2029_2 | 1.201% | 1 | 1.2006 | 1.2006 | ok | new_resolve | 1 | 1 | Arizona_Solar_Arizona_Solar_2023_100 MW New Solar PV | 0 | 0 | 1 | 1 | 1 | 1 | 1 | 1 | 1 | 1
SDCP | Arizona_Solar | Arizona_Solar_2023 | 2029 | 3 | 23.7436 |  | 1 | planned_new |  | 100 MW New Solar PV | 100 | CAISO_Solar | 0 | solar | solar_2029_3 | 7.204% | 1 | 7.2036 | 7.2036 | ok | new_resolve | 1 | 1 | Arizona_Solar_Arizona_Solar_2023_100 MW New Solar PV | 0 | 0 | 1 | 1 | 1 | 1 | 1 | 1 | 1 | 1
SDCP | Arizona_Solar | Arizona_Solar_2023 | 2029 | 4 | 25.8708 |  | 1 | planned_new |  | 100 MW New Solar PV | 100 | CAISO_Solar | 0 | solar | solar_2029_4 | 6.003% | 1 | 6.003 | 6.003 | ok | new_resolve | 1 | 1 | Arizona_Solar_Arizona_Solar_2023_100 MW New Solar PV | 0 | 0 | 1 | 1 | 1 | 1 | 1 | 1 | 1 | 1
SDCP | Arizona_Solar | Arizona_Solar_2023 | 2029 | 5 | 28.4392 |  | 1 | planned_new |  | 100 MW New Solar PV | 100 | CAISO_Solar | 0 | solar | solar_2029_5 | 6.403% | 1 | 6.4032 | 6.4032 | ok | new_resolve | 1 | 1 | Arizona_Solar_Arizona_Solar_2023_100 MW New Solar PV | 0 | 0 | 1 | 1 | 1 | 1 | 1 | 1 | 1 | 1
SDCP | Arizona_Solar | Arizona_Solar_2023 | 2029 | 6 | 27.7317 |  | 1 | planned_new |  | 100 MW New Solar PV | 100 | CAISO_Solar | 0 | solar | solar_2029_6 | 12.41% | 1 | 12.4062 | 12.4062 | ok | new_resolve | 1 | 1 | Arizona_Solar_Arizona_Solar_2023_100 MW New Solar PV | 0 | 0 | 1 | 1 | 1 | 1 | 1 | 1 | 1 | 1
SDCP | Arizona_Solar | Arizona_Solar_2023 | 2029 | 7 | 26.5583 |  | 1 | planned_new |  | 100 MW New Solar PV | 100 | CAISO_Solar | 0 | solar | solar_2029_7 | 15.61% | 1 | 15.6078 | 15.6078 | ok | new_resolve | 1 | 1 | Arizona_Solar_Arizona_Solar_2023_100 MW New Solar PV | 0 | 0 | 1 | 1 | 1 | 1 | 1 | 1 | 1 | 1
SDCP | Arizona_Solar | Arizona_Solar_2023 | 2029 | 8 | 25.8004 |  | 1 | planned_new |  | 100 MW New Solar PV | 100 | CAISO_Solar | 0 | solar | solar_2029_8 | 10.81% | 1 | 10.8054 | 10.8054 | ok | new_resolve | 1 | 1 | Arizona_Solar_Arizona_Solar_2023_100 MW New Solar PV | 0 | 0 | 1 | 1 | 1 | 1 | 1 | 1 | 1 | 1
SDCP | Arizona_Solar | Arizona_Solar_2023 | 2029 | 9 | 22.7835 |  | 1 | planned_new |  | 100 MW New Solar PV | 100 | CAISO_Solar | 0 | solar | solar_2029_9 | 5.603% | 1 | 5.6028 | 5.6028 | ok | new_resolve | 1 | 1 | Arizona_Solar_Arizona_Solar_2023_100 MW New Solar PV | 0 | 0 | 1 | 1 | 1 | 1 | 1 | 1 | 1 | 1
SDCP | Arizona_Solar | Arizona_Solar_2023 | 2029 | 10 | 20.2724 |  | 1 | planned_new |  | 100 MW New Solar PV | 100 | CAISO_Solar | 0 | solar | solar_2029_10 | 0.8004% | 1 | 0.8004 | 0.8004 | ok | new_resolve | 1 | 1 | Arizona_Solar_Arizona_Solar_2023_100 MW New Solar PV | 0 | 0 | 1 | 1 | 1 | 1 | 1 | 1 | 1 | 1
SDCP | Arizona_Solar | Arizona_Solar_2023 | 2029 | 11 | 15.5808 |  | 1 | planned_new |  | 100 MW New Solar PV | 100 | CAISO_Solar | 0 | solar | solar_2029_11 | 0.8004% | 1 | 0.8004 | 0.8004 | ok | new_resolve | 1 | 1 | Arizona_Solar_Arizona_Solar_2023_100 MW New Solar PV | 0 | 0 | 1 | 1 | 1 | 1 | 1 | 1 | 1 | 1
SDCP | Arizona_Solar | Arizona_Solar_2023 | 2029 | 12 | 13.8007 |  | 1 | planned_new |  | 100 MW New Solar PV | 100 | CAISO_Solar | 0 | solar | solar_2029_12 | 0% | 1 | 0 | 0 | ok | new_resolve | 1 | 1 | Arizona_Solar_Arizona_Solar_2023_100 MW New Solar PV | 0 | 0 | 1 | 1 | 1 | 1 | 1 | 1 | 1 | 1
SDCP | Arizona_Solar | Arizona_Solar_2023 | 2030 | 1 | 15.116 |  | 1 | planned_new |  | 100 MW New Solar PV | 100 | CAISO_Solar | 0 | solar | solar_2030_1 | 1.326% | 1 | 1.3263 | 1.3263 | ok | new_resolve | 1 | 1 | Arizona_Solar_Arizona_Solar_2023_100 MW New Solar PV | 0 | 0 | 1 | 1 | 1 | 1 | 1 | 1 | 1 | 1
SDCP | Arizona_Solar | Arizona_Solar_2023 | 2030 | 2 | 17.1025 |  | 1 | planned_new |  | 100 MW New Solar PV | 100 | CAISO_Solar | 0 | solar | solar_2030_2 | 0.9947% | 1 | 0.99474 | 0.99474 | ok | new_resolve | 1 | 1 | Arizona_Solar_Arizona_Solar_2023_100 MW New Solar PV | 0 | 0 | 1 | 1 | 1 | 1 | 1 | 1 | 1 | 1
SDCP | Arizona_Solar | Arizona_Solar_2023 | 2030 | 3 | 23.7436 |  | 1 | planned_new |  | 100 MW New Solar PV | 100 | CAISO_Solar | 0 | solar | solar_2030_3 | 5.968% | 1 | 5.9684 | 5.9684 | ok | new_resolve | 1 | 1 | Arizona_Solar_Arizona_Solar_2023_100 MW New Solar PV | 0 | 0 | 1 | 1 | 1 | 1 | 1 | 1 | 1 | 1
SDCP | Arizona_Solar | Arizona_Solar_2023 | 2030 | 4 | 25.8708 |  | 1 | planned_new |  | 100 MW New Solar PV | 100 | CAISO_Solar | 0 | solar | solar_2030_4 | 4.974% | 1 | 4.9737 | 4.9737 | ok | new_resolve | 1 | 1 | Arizona_Solar_Arizona_Solar_2023_100 MW New Solar PV | 0 | 0 | 1 | 1 | 1 | 1 | 1 | 1 | 1 | 1
SDCP | Arizona_Solar | Arizona_Solar_2023 | 2030 | 5 | 28.4392 |  | 1 | planned_new |  | 100 MW New Solar PV | 100 | CAISO_Solar | 0 | solar | solar_2030_5 | 5.305% | 1 | 5.3053 | 5.3053 | ok | new_resolve | 1 | 1 | Arizona_Solar_Arizona_Solar_2023_100 MW New Solar PV | 0 | 0 | 1 | 1 | 1 | 1 | 1 | 1 | 1 | 1
SDCP | Arizona_Solar | Arizona_Solar_2023 | 2030 | 6 | 27.7317 |  | 1 | planned_new |  | 100 MW New Solar PV | 100 | CAISO_Solar | 0 | solar | solar_2030_6 | 10.28% | 1 | 10.2789 | 10.2789 | ok | new_resolve | 1 | 1 | Arizona_Solar_Arizona_Solar_2023_100 MW New Solar PV | 0 | 0 | 1 | 1 | 1 | 1 | 1 | 1 | 1 | 1
SDCP | Arizona_Solar | Arizona_Solar_2023 | 2030 | 7 | 26.5583 |  | 1 | planned_new |  | 100 MW New Solar PV | 100 | CAISO_Solar | 0 | solar | solar_2030_7 | 12.93% | 1 | 12.9316 | 12.9316 | ok | new_resolve | 1 | 1 | Arizona_Solar_Arizona_Solar_2023_100 MW New Solar PV | 0 | 0 | 1 | 1 | 1 | 1 | 1 | 1 | 1 | 1
SDCP | Arizona_Solar | Arizona_Solar_2023 | 2030 | 8 | 25.8004 |  | 1 | planned_new |  | 100 MW New Solar PV | 100 | CAISO_Solar | 0 | solar | solar_2030_8 | 8.953% | 1 | 8.9526 | 8.9526 | ok | new_resolve | 1 | 1 | Arizona_Solar_Arizona_Solar_2023_100 MW New Solar PV | 0 | 0 | 1 | 1 | 1 | 1 | 1 | 1 | 1 | 1
SDCP | Arizona_Solar | Arizona_Solar_2023 | 2030 | 9 | 22.7835 |  | 1 | planned_new |  | 100 MW New Solar PV | 100 | CAISO_Solar | 0 | solar | solar_2030_9 | 4.642% | 1 | 4.6421 | 4.6421 | ok | new_resolve | 1 | 1 | Arizona_Solar_Arizona_Solar_2023_100 MW New Solar PV | 0 | 0 | 1 | 1 | 1 | 1 | 1 | 1 | 1 | 1
SDCP | Arizona_Solar | Arizona_Solar_2023 | 2030 | 10 | 20.2724 |  | 1 | planned_new |  | 100 MW New Solar PV | 100 | CAISO_Solar | 0 | solar | solar_2030_10 | 0.6632% | 1 | 0.66316 | 0.66316 | ok | new_resolve | 1 | 1 | Arizona_Solar_Arizona_Solar_2023_100 MW New Solar PV | 0 | 0 | 1 | 1 | 1 | 1 | 1 | 1 | 1 | 1
SDCP | Arizona_Solar | Arizona_Solar_2023 | 2030 | 11 | 15.5808 |  | 1 | planned_new |  | 100 MW New Solar PV | 100 | CAISO_Solar | 0 | solar | solar_2030_11 | 0.6632% | 1 | 0.66316 | 0.66316 | ok | new_resolve | 1 | 1 | Arizona_Solar_Arizona_Solar_2023_100 MW New Solar PV | 0 | 0 | 1 | 1 | 1 | 1 | 1 | 1 | 1 | 1
SDCP | Arizona_Solar | Arizona_Solar_2023 | 2030 | 12 | 13.8007 |  | 1 | planned_new |  | 100 MW New Solar PV | 100 | CAISO_Solar | 0 | solar | solar_2030_12 | 0% | 1 | 0 | 0 | ok | new_resolve | 1 | 1 | Arizona_Solar_Arizona_Solar_2023_100 MW New Solar PV | 0 | 0 | 1 | 1 | 1 | 1 | 1 | 1 | 1 | 1
SDCP | Southern_California_Desert_Ex_Solar | Southern_California_Desert_Ex_Solar_2024 | 2024 | 1 | 45.3481 |  | 1 | planned_new |  | 300 MW New Solar PV | 300 | CAISO_Solar | 0 | solar | solar_2024_1 | 3.475% | 1 | 10.4243 | 10.4243 | ok | new_resolve | 1 | 1 | Southern_California_Desert_Ex_Solar_Southern_California_Desert_Ex_Solar_2024_300 MW New Solar PV | 1 | 11 | 1 | 1 | 1 | 1 | 1 | 1 | 1 | 1
SDCP | Southern_California_Desert_Ex_Solar | Southern_California_Desert_Ex_Solar_2024 | 2024 | 2 | 51.3074 |  | 1 | planned_new |  | 300 MW New Solar PV | 300 | CAISO_Solar | 0 | solar | solar_2024_2 | 2.606% | 1 | 7.8182 | 7.8182 | ok | new_resolve | 1 | 1 | Southern_California_Desert_Ex_Solar_Southern_California_Desert_Ex_Solar_2024_300 MW New Solar PV | 0 | 0 | 1 | 1 | 1 | 1 | 1 | 1 | 1 | 1
SDCP | Southern_California_Desert_Ex_Solar | Southern_California_Desert_Ex_Solar_2024 | 2024 | 3 | 71.2307 |  | 1 | planned_new |  | 300 MW New Solar PV | 300 | CAISO_Solar | 0 | solar | solar_2024_3 | 15.64% | 1 | 46.9094 | 46.9094 | ok | new_resolve | 1 | 1 | Southern_California_Desert_Ex_Solar_Southern_California_Desert_Ex_Solar_2024_300 MW New Solar PV | 0 | 0 | 1 | 1 | 1 | 1 | 1 | 1 | 1 | 1
SDCP | Southern_California_Desert_Ex_Solar | Southern_California_Desert_Ex_Solar_2024 | 2024 | 4 | 77.6123 |  | 1 | planned_new |  | 300 MW New Solar PV | 300 | CAISO_Solar | 0 | solar | solar_2024_4 | 13.03% | 1 | 39.0912 | 39.0912 | ok | new_resolve | 1 | 1 | Southern_California_Desert_Ex_Solar_Southern_California_Desert_Ex_Solar_2024_300 MW New Solar PV | 0 | 0 | 1 | 1 | 1 | 1 | 1 | 1 | 1 | 1
SDCP | Southern_California_Desert_Ex_Solar | Southern_California_Desert_Ex_Solar_2024 | 2024 | 5 | 85.3177 |  | 1 | planned_new |  | 300 MW New Solar PV | 300 | CAISO_Solar | 0 | solar | solar_2024_5 | 13.9% | 1 | 41.6973 | 41.6973 | ok | new_resolve | 1 | 1 | Southern_California_Desert_Ex_Solar_Southern_California_Desert_Ex_Solar_2024_300 MW New Solar PV | 0 | 0 | 1 | 1 | 1 | 1 | 1 | 1 | 1 | 1
SDCP | Southern_California_Desert_Ex_Solar | Southern_California_Desert_Ex_Solar_2024 | 2024 | 6 | 83.1951 |  | 1 | planned_new |  | 300 MW New Solar PV | 300 | CAISO_Solar | 0 | solar | solar_2024_6 | 26.93% | 1 | 80.7884 | 80.7884 | ok | new_resolve | 1 | 1 | Southern_California_Desert_Ex_Solar_Southern_California_Desert_Ex_Solar_2024_300 MW New Solar PV | 0 | 0 | 1 | 1 | 1 | 1 | 1 | 1 | 1 | 1
SDCP | Southern_California_Desert_Ex_Solar | Southern_California_Desert_Ex_Solar_2024 | 2024 | 7 | 79.6749 |  | 1 | planned_new |  | 300 MW New Solar PV | 300 | CAISO_Solar | 0 | solar | solar_2024_7 | 33.88% | 1 | 101.6371 | 101.6371 | ok | new_resolve | 1 | 1 | Southern_California_Desert_Ex_Solar_Southern_California_Desert_Ex_Solar_2024_300 MW New Solar PV | 0 | 0 | 1 | 1 | 1 | 1 | 1 | 1 | 1 | 1
SDCP | Southern_California_Desert_Ex_Solar | Southern_California_Desert_Ex_Solar_2024 | 2024 | 8 | 77.4011 |  | 1 | planned_new |  | 300 MW New Solar PV | 300 | CAISO_Solar | 0 | solar | solar_2024_8 | 23.45% | 1 | 70.3641 | 70.3641 | ok | new_resolve | 1 | 1 | Southern_California_Desert_Ex_Solar_Southern_California_Desert_Ex_Solar_2024_300 MW New Solar PV | 0 | 0 | 1 | 1 | 1 | 1 | 1 | 1 | 1 | 1
SDCP | Southern_California_Desert_Ex_Solar | Southern_California_Desert_Ex_Solar_2024 | 2024 | 9 | 68.3505 |  | 1 | planned_new |  | 300 MW New Solar PV | 300 | CAISO_Solar | 0 | solar | solar_2024_9 | 12.16% | 1 | 36.4851 | 36.4851 | ok | new_resolve | 1 | 1 | Southern_California_Desert_Ex_Solar_Southern_California_Desert_Ex_Solar_2024_300 MW New Solar PV | 0 | 0 | 1 | 1 | 1 | 1 | 1 | 1 | 1 | 1
SDCP | Southern_California_Desert_Ex_Solar | Southern_California_Desert_Ex_Solar_2024 | 2024 | 10 | 60.8173 |  | 1 | planned_new |  | 300 MW New Solar PV | 300 | CAISO_Solar | 0 | solar | solar_2024_10 | 1.737% | 1 | 5.2122 | 5.2122 | ok | new_resolve | 1 | 1 | Southern_California_Desert_Ex_Solar_Southern_California_Desert_Ex_Solar_2024_300 MW New Solar PV | 0 | 0 | 1 | 1 | 1 | 1 | 1 | 1 | 1 | 1
SDCP | Southern_California_Desert_Ex_Solar | Southern_California_Desert_Ex_Solar_2024 | 2024 | 11 | 46.7425 |  | 1 | planned_new |  | 300 MW New Solar PV | 300 | CAISO_Solar | 0 | solar | solar_2024_11 | 1.737% | 1 | 5.2122 | 5.2122 | ok | new_resolve | 1 | 1 | Southern_California_Desert_Ex_Solar_Southern_California_Desert_Ex_Solar_2024_300 MW New Solar PV | 0 | 0 | 1 | 1 | 1 | 1 | 1 | 1 | 1 | 1
SDCP | Southern_California_Desert_Ex_Solar | Southern_California_Desert_Ex_Solar_2024 | 2024 | 12 | 41.4022 |  | 1 | planned_new |  | 300 MW New Solar PV | 300 | CAISO_Solar | 0 | solar | solar_2024_12 | 0% | 1 | 0 | 0 | ok | new_resolve | 1 | 1 | Southern_California_Desert_Ex_Solar_Southern_California_Desert_Ex_Solar_2024_300 MW New Solar PV | 0 | 0 | 1 | 1 | 1 | 1 | 1 | 1 | 1 | 1
SDCP | Southern_California_Desert_Ex_Solar | Southern_California_Desert_Ex_Solar_2024 | 2025 | 1 | 45.3481 |  | 1 | planned_new |  | 300 MW New Solar PV | 300 | CAISO_Solar | 0 | solar | solar_2025_1 | 2.95% | 1 | 8.8485 | 8.8485 | ok | new_resolve | 1 | 1 | Southern_California_Desert_Ex_Solar_Southern_California_Desert_Ex_Solar_2024_300 MW New Solar PV | 0 | 0 | 1 | 1 | 1 | 1 | 1 | 1 | 1 | 1
SDCP | Southern_California_Desert_Ex_Solar | Southern_California_Desert_Ex_Solar_2024 | 2025 | 2 | 51.3074 |  | 1 | planned_new |  | 300 MW New Solar PV | 300 | CAISO_Solar | 0 | solar | solar_2025_2 | 2.212% | 1 | 6.6364 | 6.6364 | ok | new_resolve | 1 | 1 | Southern_California_Desert_Ex_Solar_Southern_California_Desert_Ex_Solar_2024_300 MW New Solar PV | 0 | 0 | 1 | 1 | 1 | 1 | 1 | 1 | 1 | 1
SDCP | Southern_California_Desert_Ex_Solar | Southern_California_Desert_Ex_Solar_2024 | 2025 | 3 | 71.2307 |  | 1 | planned_new |  | 300 MW New Solar PV | 300 | CAISO_Solar | 0 | solar | solar_2025_3 | 13.27% | 1 | 39.8184 | 39.8184 | ok | new_resolve | 1 | 1 | Southern_California_Desert_Ex_Solar_Southern_California_Desert_Ex_Solar_2024_300 MW New Solar PV | 0 | 0 | 1 | 1 | 1 | 1 | 1 | 1 | 1 | 1
SDCP | Southern_California_Desert_Ex_Solar | Southern_California_Desert_Ex_Solar_2024 | 2025 | 4 | 77.6123 |  | 1 | planned_new |  | 300 MW New Solar PV | 300 | CAISO_Solar | 0 | solar | solar_2025_4 | 11.06% | 1 | 33.182 | 33.182 | ok | new_resolve | 1 | 1 | Southern_California_Desert_Ex_Solar_Southern_California_Desert_Ex_Solar_2024_300 MW New Solar PV | 0 | 0 | 1 | 1 | 1 | 1 | 1 | 1 | 1 | 1
SDCP | Southern_California_Desert_Ex_Solar | Southern_California_Desert_Ex_Solar_2024 | 2025 | 5 | 85.3177 |  | 1 | planned_new |  | 300 MW New Solar PV | 300 | CAISO_Solar | 0 | solar | solar_2025_5 | 11.8% | 1 | 35.3942 | 35.3942 | ok | new_resolve | 1 | 1 | Southern_California_Desert_Ex_Solar_Southern_California_Desert_Ex_Solar_2024_300 MW New Solar PV | 0 | 0 | 1 | 1 | 1 | 1 | 1 | 1 | 1 | 1
SDCP | Southern_California_Desert_Ex_Solar | Southern_California_Desert_Ex_Solar_2024 | 2025 | 6 | 83.1951 |  | 1 | planned_new |  | 300 MW New Solar PV | 300 | CAISO_Solar | 0 | solar | solar_2025_6 | 22.86% | 1 | 68.5762 | 68.5762 | ok | new_resolve | 1 | 1 | Southern_California_Desert_Ex_Solar_Southern_California_Desert_Ex_Solar_2024_300 MW New Solar PV | 0 | 0 | 1 | 1 | 1 | 1 | 1 | 1 | 1 | 1
SDCP | Southern_California_Desert_Ex_Solar | Southern_California_Desert_Ex_Solar_2024 | 2025 | 7 | 79.6749 |  | 1 | planned_new |  | 300 MW New Solar PV | 300 | CAISO_Solar | 0 | solar | solar_2025_7 | 28.76% | 1 | 86.2733 | 86.2733 | ok | new_resolve | 1 | 1 | Southern_California_Desert_Ex_Solar_Southern_California_Desert_Ex_Solar_2024_300 MW New Solar PV | 0 | 0 | 1 | 1 | 1 | 1 | 1 | 1 | 1 | 1
SDCP | Southern_California_Desert_Ex_Solar | Southern_California_Desert_Ex_Solar_2024 | 2025 | 8 | 77.4011 |  | 1 | planned_new |  | 300 MW New Solar PV | 300 | CAISO_Solar | 0 | solar | solar_2025_8 | 19.91% | 1 | 59.7277 | 59.7277 | ok | new_resolve | 1 | 1 | Southern_California_Desert_Ex_Solar_Southern_California_Desert_Ex_Solar_2024_300 MW New Solar PV | 0 | 0 | 1 | 1 | 1 | 1 | 1 | 1 | 1 | 1
SDCP | Southern_California_Desert_Ex_Solar | Southern_California_Desert_Ex_Solar_2024 | 2025 | 9 | 68.3505 |  | 1 | planned_new |  | 300 MW New Solar PV | 300 | CAISO_Solar | 0 | solar | solar_2025_9 | 10.32% | 1 | 30.9699 | 30.9699 | ok | new_resolve | 1 | 1 | Southern_California_Desert_Ex_Solar_Southern_California_Desert_Ex_Solar_2024_300 MW New Solar PV | 0 | 0 | 1 | 1 | 1 | 1 | 1 | 1 | 1 | 1
SDCP | Southern_California_Desert_Ex_Solar | Southern_California_Desert_Ex_Solar_2024 | 2025 | 10 | 60.8173 |  | 1 | planned_new |  | 300 MW New Solar PV | 300 | CAISO_Solar | 0 | solar | solar_2025_10 | 1.475% | 1 | 4.4243 | 4.4243 | ok | new_resolve | 1 | 1 | Southern_California_Desert_Ex_Solar_Southern_California_Desert_Ex_Solar_2024_300 MW New Solar PV | 0 | 0 | 1 | 1 | 1 | 1 | 1 | 1 | 1 | 1
SDCP | Southern_California_Desert_Ex_Solar | Southern_California_Desert_Ex_Solar_2024 | 2025 | 11 | 46.7425 |  | 1 | planned_new |  | 300 MW New Solar PV | 300 | CAISO_Solar | 0 | solar | solar_2025_11 | 1.475% | 1 | 4.4243 | 4.4243 | ok | new_resolve | 1 | 1 | Southern_California_Desert_Ex_Solar_Southern_California_Desert_Ex_Solar_2024_300 MW New Solar PV | 0 | 0 | 1 | 1 | 1 | 1 | 1 | 1 | 1 | 1
SDCP | Southern_California_Desert_Ex_Solar | Southern_California_Desert_Ex_Solar_2024 | 2025 | 12 | 41.4022 |  | 1 | planned_new |  | 300 MW New Solar PV | 300 | CAISO_Solar | 0 | solar | solar_2025_12 | 0% | 1 | 0 | 0 | ok | new_resolve | 1 | 1 | Southern_California_Desert_Ex_Solar_Southern_California_Desert_Ex_Solar_2024_300 MW New Solar PV | 0 | 0 | 1 | 1 | 1 | 1 | 1 | 1 | 1 | 1
SDCP | Southern_California_Desert_Ex_Solar | Southern_California_Desert_Ex_Solar_2024 | 2026 | 1 | 45.3481 |  | 1 | planned_new |  | 300 MW New Solar PV | 300 | CAISO_Solar | 0 | solar | solar_2026_1 | 2.424% | 1 | 7.2729 | 7.2729 | ok | new_resolve | 1 | 1 | Southern_California_Desert_Ex_Solar_Southern_California_Desert_Ex_Solar_2024_300 MW New Solar PV | 0 | 0 | 1 | 1 | 1 | 1 | 1 | 1 | 1 | 1
SDCP | Southern_California_Desert_Ex_Solar | Southern_California_Desert_Ex_Solar_2024 | 2026 | 2 | 51.3074 |  | 1 | planned_new |  | 300 MW New Solar PV | 300 | CAISO_Solar | 0 | solar | solar_2026_2 | 1.818% | 1 | 5.4546 | 5.4546 | ok | new_resolve | 1 | 1 | Southern_California_Desert_Ex_Solar_Southern_California_Desert_Ex_Solar_2024_300 MW New Solar PV | 0 | 0 | 1 | 1 | 1 | 1 | 1 | 1 | 1 | 1
SDCP | Southern_California_Desert_Ex_Solar | Southern_California_Desert_Ex_Solar_2024 | 2026 | 3 | 71.2307 |  | 1 | planned_new |  | 300 MW New Solar PV | 300 | CAISO_Solar | 0 | solar | solar_2026_3 | 10.91% | 1 | 32.7279 | 32.7279 | ok | new_resolve | 1 | 1 | Southern_California_Desert_Ex_Solar_Southern_California_Desert_Ex_Solar_2024_300 MW New Solar PV | 0 | 0 | 1 | 1 | 1 | 1 | 1 | 1 | 1 | 1
SDCP | Southern_California_Desert_Ex_Solar | Southern_California_Desert_Ex_Solar_2024 | 2026 | 4 | 77.6123 |  | 1 | planned_new |  | 300 MW New Solar PV | 300 | CAISO_Solar | 0 | solar | solar_2026_4 | 9.091% | 1 | 27.2732 | 27.2732 | ok | new_resolve | 1 | 1 | Southern_California_Desert_Ex_Solar_Southern_California_Desert_Ex_Solar_2024_300 MW New Solar PV | 0 | 0 | 1 | 1 | 1 | 1 | 1 | 1 | 1 | 1
SDCP | Southern_California_Desert_Ex_Solar | Southern_California_Desert_Ex_Solar_2024 | 2026 | 5 | 85.3177 |  | 1 | planned_new |  | 300 MW New Solar PV | 300 | CAISO_Solar | 0 | solar | solar_2026_5 | 9.697% | 1 | 29.0914 | 29.0914 | ok | new_resolve | 1 | 1 | Southern_California_Desert_Ex_Solar_Southern_California_Desert_Ex_Solar_2024_300 MW New Solar PV | 0 | 0 | 1 | 1 | 1 | 1 | 1 | 1 | 1 | 1
SDCP | Southern_California_Desert_Ex_Solar | Southern_California_Desert_Ex_Solar_2024 | 2026 | 6 | 83.1951 |  | 1 | planned_new |  | 300 MW New Solar PV | 300 | CAISO_Solar | 0 | solar | solar_2026_6 | 18.79% | 1 | 56.3646 | 56.3646 | ok | new_resolve | 1 | 1 | Southern_California_Desert_Ex_Solar_Southern_California_Desert_Ex_Solar_2024_300 MW New Solar PV | 0 | 0 | 1 | 1 | 1 | 1 | 1 | 1 | 1 | 1
SDCP | Southern_California_Desert_Ex_Solar | Southern_California_Desert_Ex_Solar_2024 | 2026 | 7 | 79.6749 |  | 1 | planned_new |  | 300 MW New Solar PV | 300 | CAISO_Solar | 0 | solar | solar_2026_7 | 23.64% | 1 | 70.9104 | 70.9104 | ok | new_resolve | 1 | 1 | Southern_California_Desert_Ex_Solar_Southern_California_Desert_Ex_Solar_2024_300 MW New Solar PV | 0 | 0 | 1 | 1 | 1 | 1 | 1 | 1 | 1 | 1
SDCP | Southern_California_Desert_Ex_Solar | Southern_California_Desert_Ex_Solar_2024 | 2026 | 8 | 77.4011 |  | 1 | planned_new |  | 300 MW New Solar PV | 300 | CAISO_Solar | 0 | solar | solar_2026_8 | 16.36% | 1 | 49.0918 | 49.0918 | ok | new_resolve | 1 | 1 | Southern_California_Desert_Ex_Solar_Southern_California_Desert_Ex_Solar_2024_300 MW New Solar PV | 0 | 0 | 1 | 1 | 1 | 1 | 1 | 1 | 1 | 1
SDCP | Southern_California_Desert_Ex_Solar | Southern_California_Desert_Ex_Solar_2024 | 2026 | 9 | 68.3505 |  | 1 | planned_new |  | 300 MW New Solar PV | 300 | CAISO_Solar | 0 | solar | solar_2026_9 | 8.485% | 1 | 25.455 | 25.455 | ok | new_resolve | 1 | 1 | Southern_California_Desert_Ex_Solar_Southern_California_Desert_Ex_Solar_2024_300 MW New Solar PV | 0 | 0 | 1 | 1 | 1 | 1 | 1 | 1 | 1 | 1
SDCP | Southern_California_Desert_Ex_Solar | Southern_California_Desert_Ex_Solar_2024 | 2026 | 10 | 60.8173 |  | 1 | planned_new |  | 300 MW New Solar PV | 300 | CAISO_Solar | 0 | solar | solar_2026_10 | 1.212% | 1 | 3.6364 | 3.6364 | ok | new_resolve | 1 | 1 | Southern_California_Desert_Ex_Solar_Southern_California_Desert_Ex_Solar_2024_300 MW New Solar PV | 0 | 0 | 1 | 1 | 1 | 1 | 1 | 1 | 1 | 1
SDCP | Southern_California_Desert_Ex_Solar | Southern_California_Desert_Ex_Solar_2024 | 2026 | 11 | 46.7425 |  | 1 | planned_new |  | 300 MW New Solar PV | 300 | CAISO_Solar | 0 | solar | solar_2026_11 | 1.212% | 1 | 3.6364 | 3.6364 | ok | new_resolve | 1 | 1 | Southern_California_Desert_Ex_Solar_Southern_California_Desert_Ex_Solar_2024_300 MW New Solar PV | 0 | 0 | 1 | 1 | 1 | 1 | 1 | 1 | 1 | 1
SDCP | Southern_California_Desert_Ex_Solar | Southern_California_Desert_Ex_Solar_2024 | 2026 | 12 | 41.4022 |  | 1 | planned_new |  | 300 MW New Solar PV | 300 | CAISO_Solar | 0 | solar | solar_2026_12 | 0% | 1 | 0 | 0 | ok | new_resolve | 1 | 1 | Southern_California_Desert_Ex_Solar_Southern_California_Desert_Ex_Solar_2024_300 MW New Solar PV | 0 | 0 | 1 | 1 | 1 | 1 | 1 | 1 | 1 | 1
SDCP | Southern_California_Desert_Ex_Solar | Southern_California_Desert_Ex_Solar_2024 | 2027 | 1 | 45.3481 |  | 1 | planned_new |  | 300 MW New Solar PV | 300 | CAISO_Solar | 0 | solar | solar_2027_1 | 2.15% | 1 | 6.4493 | 6.4493 | ok | new_resolve | 1 | 1 | Southern_California_Desert_Ex_Solar_Southern_California_Desert_Ex_Solar_2024_300 MW New Solar PV | 0 | 0 | 1 | 1 | 1 | 1 | 1 | 1 | 1 | 1
SDCP | Southern_California_Desert_Ex_Solar | Southern_California_Desert_Ex_Solar_2024 | 2027 | 2 | 51.3074 |  | 1 | planned_new |  | 300 MW New Solar PV | 300 | CAISO_Solar | 0 | solar | solar_2027_2 | 1.612% | 1 | 4.837 | 4.837 | ok | new_resolve | 1 | 1 | Southern_California_Desert_Ex_Solar_Southern_California_Desert_Ex_Solar_2024_300 MW New Solar PV | 0 | 0 | 1 | 1 | 1 | 1 | 1 | 1 | 1 | 1
SDCP | Southern_California_Desert_Ex_Solar | Southern_California_Desert_Ex_Solar_2024 | 2027 | 3 | 71.2307 |  | 1 | planned_new |  | 300 MW New Solar PV | 300 | CAISO_Solar | 0 | solar | solar_2027_3 | 9.674% | 1 | 29.0219 | 29.0219 | ok | new_resolve | 1 | 1 | Southern_California_Desert_Ex_Solar_Southern_California_Desert_Ex_Solar_2024_300 MW New Solar PV | 0 | 0 | 1 | 1 | 1 | 1 | 1 | 1 | 1 | 1
SDCP | Southern_California_Desert_Ex_Solar | Southern_California_Desert_Ex_Solar_2024 | 2027 | 4 | 77.6123 |  | 1 | planned_new |  | 300 MW New Solar PV | 300 | CAISO_Solar | 0 | solar | solar_2027_4 | 8.062% | 1 | 24.1849 | 24.1849 | ok | new_resolve | 1 | 1 | Southern_California_Desert_Ex_Solar_Southern_California_Desert_Ex_Solar_2024_300 MW New Solar PV | 0 | 0 | 1 | 1 | 1 | 1 | 1 | 1 | 1 | 1
SDCP | Southern_California_Desert_Ex_Solar | Southern_California_Desert_Ex_Solar_2024 | 2027 | 5 | 85.3177 |  | 1 | planned_new |  | 300 MW New Solar PV | 300 | CAISO_Solar | 0 | solar | solar_2027_5 | 8.599% | 1 | 25.7973 | 25.7973 | ok | new_resolve | 1 | 1 | Southern_California_Desert_Ex_Solar_Southern_California_Desert_Ex_Solar_2024_300 MW New Solar PV | 0 | 0 | 1 | 1 | 1 | 1 | 1 | 1 | 1 | 1
SDCP | Southern_California_Desert_Ex_Solar | Southern_California_Desert_Ex_Solar_2024 | 2027 | 6 | 83.1951 |  | 1 | planned_new |  | 300 MW New Solar PV | 300 | CAISO_Solar | 0 | solar | solar_2027_6 | 16.66% | 1 | 49.9822 | 49.9822 | ok | new_resolve | 1 | 1 | Southern_California_Desert_Ex_Solar_Southern_California_Desert_Ex_Solar_2024_300 MW New Solar PV | 0 | 0 | 1 | 1 | 1 | 1 | 1 | 1 | 1 | 1
SDCP | Southern_California_Desert_Ex_Solar | Southern_California_Desert_Ex_Solar_2024 | 2027 | 7 | 79.6749 |  | 1 | planned_new |  | 300 MW New Solar PV | 300 | CAISO_Solar | 0 | solar | solar_2027_7 | 20.96% | 1 | 62.8808 | 62.8808 | ok | new_resolve | 1 | 1 | Southern_California_Desert_Ex_Solar_Southern_California_Desert_Ex_Solar_2024_300 MW New Solar PV | 0 | 0 | 1 | 1 | 1 | 1 | 1 | 1 | 1 | 1
SDCP | Southern_California_Desert_Ex_Solar | Southern_California_Desert_Ex_Solar_2024 | 2027 | 8 | 77.4011 |  | 1 | planned_new |  | 300 MW New Solar PV | 300 | CAISO_Solar | 0 | solar | solar_2027_8 | 14.51% | 1 | 43.5329 | 43.5329 | ok | new_resolve | 1 | 1 | Southern_California_Desert_Ex_Solar_Southern_California_Desert_Ex_Solar_2024_300 MW New Solar PV | 0 | 0 | 1 | 1 | 1 | 1 | 1 | 1 | 1 | 1
SDCP | Southern_California_Desert_Ex_Solar | Southern_California_Desert_Ex_Solar_2024 | 2027 | 9 | 68.3505 |  | 1 | planned_new |  | 300 MW New Solar PV | 300 | CAISO_Solar | 0 | solar | solar_2027_9 | 7.524% | 1 | 22.5726 | 22.5726 | ok | new_resolve | 1 | 1 | Southern_California_Desert_Ex_Solar_Southern_California_Desert_Ex_Solar_2024_300 MW New Solar PV | 0 | 0 | 1 | 1 | 1 | 1 | 1 | 1 | 1 | 1
SDCP | Southern_California_Desert_Ex_Solar | Southern_California_Desert_Ex_Solar_2024 | 2027 | 10 | 60.8173 |  | 1 | planned_new |  | 300 MW New Solar PV | 300 | CAISO_Solar | 0 | solar | solar_2027_10 | 1.075% | 1 | 3.2247 | 3.2247 | ok | new_resolve | 1 | 1 | Southern_California_Desert_Ex_Solar_Southern_California_Desert_Ex_Solar_2024_300 MW New Solar PV | 0 | 0 | 1 | 1 | 1 | 1 | 1 | 1 | 1 | 1
SDCP | Southern_California_Desert_Ex_Solar | Southern_California_Desert_Ex_Solar_2024 | 2027 | 11 | 46.7425 |  | 1 | planned_new |  | 300 MW New Solar PV | 300 | CAISO_Solar | 0 | solar | solar_2027_11 | 1.075% | 1 | 3.2247 | 3.2247 | ok | new_resolve | 1 | 1 | Southern_California_Desert_Ex_Solar_Southern_California_Desert_Ex_Solar_2024_300 MW New Solar PV | 0 | 0 | 1 | 1 | 1 | 1 | 1 | 1 | 1 | 1
SDCP | Southern_California_Desert_Ex_Solar | Southern_California_Desert_Ex_Solar_2024 | 2027 | 12 | 41.4022 |  | 1 | planned_new |  | 300 MW New Solar PV | 300 | CAISO_Solar | 0 | solar | solar_2027_12 | 0% | 1 | 0 | 0 | ok | new_resolve | 1 | 1 | Southern_California_Desert_Ex_Solar_Southern_California_Desert_Ex_Solar_2024_300 MW New Solar PV | 0 | 0 | 1 | 1 | 1 | 1 | 1 | 1 | 1 | 1
SDCP | Southern_California_Desert_Ex_Solar | Southern_California_Desert_Ex_Solar_2024 | 2028 | 1 | 45.3481 |  | 1 | planned_new |  | 300 MW New Solar PV | 300 | CAISO_Solar | 0 | solar | solar_2028_1 | 1.875% | 1 | 5.6259 | 5.6259 | ok | new_resolve | 1 | 1 | Southern_California_Desert_Ex_Solar_Southern_California_Desert_Ex_Solar_2024_300 MW New Solar PV | 0 | 0 | 1 | 1 | 1 | 1 | 1 | 1 | 1 | 1
SDCP | Southern_California_Desert_Ex_Solar | Southern_California_Desert_Ex_Solar_2024 | 2028 | 2 | 51.3074 |  | 1 | planned_new |  | 300 MW New Solar PV | 300 | CAISO_Solar | 0 | solar | solar_2028_2 | 1.406% | 1 | 4.2194 | 4.2194 | ok | new_resolve | 1 | 1 | Southern_California_Desert_Ex_Solar_Southern_California_Desert_Ex_Solar_2024_300 MW New Solar PV | 0 | 0 | 1 | 1 | 1 | 1 | 1 | 1 | 1 | 1
SDCP | Southern_California_Desert_Ex_Solar | Southern_California_Desert_Ex_Solar_2024 | 2028 | 3 | 71.2307 |  | 1 | planned_new |  | 300 MW New Solar PV | 300 | CAISO_Solar | 0 | solar | solar_2028_3 | 8.439% | 1 | 25.3164 | 25.3164 | ok | new_resolve | 1 | 1 | Southern_California_Desert_Ex_Solar_Southern_California_Desert_Ex_Solar_2024_300 MW New Solar PV | 0 | 0 | 1 | 1 | 1 | 1 | 1 | 1 | 1 | 1
SDCP | Southern_California_Desert_Ex_Solar | Southern_California_Desert_Ex_Solar_2024 | 2028 | 4 | 77.6123 |  | 1 | planned_new |  | 300 MW New Solar PV | 300 | CAISO_Solar | 0 | solar | solar_2028_4 | 7.032% | 1 | 21.097 | 21.097 | ok | new_resolve | 1 | 1 | Southern_California_Desert_Ex_Solar_Southern_California_Desert_Ex_Solar_2024_300 MW New Solar PV | 0 | 0 | 1 | 1 | 1 | 1 | 1 | 1 | 1 | 1
SDCP | Southern_California_Desert_Ex_Solar | Southern_California_Desert_Ex_Solar_2024 | 2028 | 5 | 85.3177 |  | 1 | planned_new |  | 300 MW New Solar PV | 300 | CAISO_Solar | 0 | solar | solar_2028_5 | 7.501% | 1 | 22.5034 | 22.5034 | ok | new_resolve | 1 | 1 | Southern_California_Desert_Ex_Solar_Southern_California_Desert_Ex_Solar_2024_300 MW New Solar PV | 0 | 0 | 1 | 1 | 1 | 1 | 1 | 1 | 1 | 1
SDCP | Southern_California_Desert_Ex_Solar | Southern_California_Desert_Ex_Solar_2024 | 2028 | 6 | 83.1951 |  | 1 | planned_new |  | 300 MW New Solar PV | 300 | CAISO_Solar | 0 | solar | solar_2028_6 | 14.53% | 1 | 43.6004 | 43.6004 | ok | new_resolve | 1 | 1 | Southern_California_Desert_Ex_Solar_Southern_California_Desert_Ex_Solar_2024_300 MW New Solar PV | 0 | 0 | 1 | 1 | 1 | 1 | 1 | 1 | 1 | 1
SDCP | Southern_California_Desert_Ex_Solar | Southern_California_Desert_Ex_Solar_2024 | 2028 | 7 | 79.6749 |  | 1 | planned_new |  | 300 MW New Solar PV | 300 | CAISO_Solar | 0 | solar | solar_2028_7 | 18.28% | 1 | 54.8521 | 54.8521 | ok | new_resolve | 1 | 1 | Southern_California_Desert_Ex_Solar_Southern_California_Desert_Ex_Solar_2024_300 MW New Solar PV | 0 | 0 | 1 | 1 | 1 | 1 | 1 | 1 | 1 | 1
SDCP | Southern_California_Desert_Ex_Solar | Southern_California_Desert_Ex_Solar_2024 | 2028 | 8 | 77.4011 |  | 1 | planned_new |  | 300 MW New Solar PV | 300 | CAISO_Solar | 0 | solar | solar_2028_8 | 12.66% | 1 | 37.9745 | 37.9745 | ok | new_resolve | 1 | 1 | Southern_California_Desert_Ex_Solar_Southern_California_Desert_Ex_Solar_2024_300 MW New Solar PV | 0 | 0 | 1 | 1 | 1 | 1 | 1 | 1 | 1 | 1
SDCP | Southern_California_Desert_Ex_Solar | Southern_California_Desert_Ex_Solar_2024 | 2028 | 9 | 68.3505 |  | 1 | planned_new |  | 300 MW New Solar PV | 300 | CAISO_Solar | 0 | solar | solar_2028_9 | 6.563% | 1 | 19.6905 | 19.6905 | ok | new_resolve | 1 | 1 | Southern_California_Desert_Ex_Solar_Southern_California_Desert_Ex_Solar_2024_300 MW New Solar PV | 0 | 0 | 1 | 1 | 1 | 1 | 1 | 1 | 1 | 1
SDCP | Southern_California_Desert_Ex_Solar | Southern_California_Desert_Ex_Solar_2024 | 2028 | 10 | 60.8173 |  | 1 | planned_new |  | 300 MW New Solar PV | 300 | CAISO_Solar | 0 | solar | solar_2028_10 | 0.9376% | 1 | 2.8129 | 2.8129 | ok | new_resolve | 1 | 1 | Southern_California_Desert_Ex_Solar_Southern_California_Desert_Ex_Solar_2024_300 MW New Solar PV | 0 | 0 | 1 | 1 | 1 | 1 | 1 | 1 | 1 | 1
SDCP | Southern_California_Desert_Ex_Solar | Southern_California_Desert_Ex_Solar_2024 | 2028 | 11 | 46.7425 |  | 1 | planned_new |  | 300 MW New Solar PV | 300 | CAISO_Solar | 0 | solar | solar_2028_11 | 0.9376% | 1 | 2.8129 | 2.8129 | ok | new_resolve | 1 | 1 | Southern_California_Desert_Ex_Solar_Southern_California_Desert_Ex_Solar_2024_300 MW New Solar PV | 0 | 0 | 1 | 1 | 1 | 1 | 1 | 1 | 1 | 1
SDCP | Southern_California_Desert_Ex_Solar | Southern_California_Desert_Ex_Solar_2024 | 2028 | 12 | 41.4022 |  | 1 | planned_new |  | 300 MW New Solar PV | 300 | CAISO_Solar | 0 | solar | solar_2028_12 | 0% | 1 | 0 | 0 | ok | new_resolve | 1 | 1 | Southern_California_Desert_Ex_Solar_Southern_California_Desert_Ex_Solar_2024_300 MW New Solar PV | 0 | 0 | 1 | 1 | 1 | 1 | 1 | 1 | 1 | 1
SDCP | Southern_California_Desert_Ex_Solar | Southern_California_Desert_Ex_Solar_2024 | 2029 | 1 | 45.3481 |  | 1 | planned_new |  | 300 MW New Solar PV | 300 | CAISO_Solar | 0 | solar | solar_2029_1 | 1.601% | 1 | 4.8024 | 4.8024 | ok | new_resolve | 1 | 1 | Southern_California_Desert_Ex_Solar_Southern_California_Desert_Ex_Solar_2024_300 MW New Solar PV | 0 | 0 | 1 | 1 | 1 | 1 | 1 | 1 | 1 | 1
SDCP | Southern_California_Desert_Ex_Solar | Southern_California_Desert_Ex_Solar_2024 | 2029 | 2 | 51.3074 |  | 1 | planned_new |  | 300 MW New Solar PV | 300 | CAISO_Solar | 0 | solar | solar_2029_2 | 1.201% | 1 | 3.6018 | 3.6018 | ok | new_resolve | 1 | 1 | Southern_California_Desert_Ex_Solar_Southern_California_Desert_Ex_Solar_2024_300 MW New Solar PV | 0 | 0 | 1 | 1 | 1 | 1 | 1 | 1 | 1 | 1
SDCP | Southern_California_Desert_Ex_Solar | Southern_California_Desert_Ex_Solar_2024 | 2029 | 3 | 71.2307 |  | 1 | planned_new |  | 300 MW New Solar PV | 300 | CAISO_Solar | 0 | solar | solar_2029_3 | 7.204% | 1 | 21.6108 | 21.6108 | ok | new_resolve | 1 | 1 | Southern_California_Desert_Ex_Solar_Southern_California_Desert_Ex_Solar_2024_300 MW New Solar PV | 0 | 0 | 1 | 1 | 1 | 1 | 1 | 1 | 1 | 1
SDCP | Southern_California_Desert_Ex_Solar | Southern_California_Desert_Ex_Solar_2024 | 2029 | 4 | 77.6123 |  | 1 | planned_new |  | 300 MW New Solar PV | 300 | CAISO_Solar | 0 | solar | solar_2029_4 | 6.003% | 1 | 18.009 | 18.009 | ok | new_resolve | 1 | 1 | Southern_California_Desert_Ex_Solar_Southern_California_Desert_Ex_Solar_2024_300 MW New Solar PV | 0 | 0 | 1 | 1 | 1 | 1 | 1 | 1 | 1 | 1
SDCP | Southern_California_Desert_Ex_Solar | Southern_California_Desert_Ex_Solar_2024 | 2029 | 5 | 85.3177 |  | 1 | planned_new |  | 300 MW New Solar PV | 300 | CAISO_Solar | 0 | solar | solar_2029_5 | 6.403% | 1 | 19.2096 | 19.2096 | ok | new_resolve | 1 | 1 | Southern_California_Desert_Ex_Solar_Southern_California_Desert_Ex_Solar_2024_300 MW New Solar PV | 0 | 0 | 1 | 1 | 1 | 1 | 1 | 1 | 1 | 1
SDCP | Southern_California_Desert_Ex_Solar | Southern_California_Desert_Ex_Solar_2024 | 2029 | 6 | 83.1951 |  | 1 | planned_new |  | 300 MW New Solar PV | 300 | CAISO_Solar | 0 | solar | solar_2029_6 | 12.41% | 1 | 37.2186 | 37.2186 | ok | new_resolve | 1 | 1 | Southern_California_Desert_Ex_Solar_Southern_California_Desert_Ex_Solar_2024_300 MW New Solar PV | 0 | 0 | 1 | 1 | 1 | 1 | 1 | 1 | 1 | 1
SDCP | Southern_California_Desert_Ex_Solar | Southern_California_Desert_Ex_Solar_2024 | 2029 | 7 | 79.6749 |  | 1 | planned_new |  | 300 MW New Solar PV | 300 | CAISO_Solar | 0 | solar | solar_2029_7 | 15.61% | 1 | 46.8234 | 46.8234 | ok | new_resolve | 1 | 1 | Southern_California_Desert_Ex_Solar_Southern_California_Desert_Ex_Solar_2024_300 MW New Solar PV | 0 | 0 | 1 | 1 | 1 | 1 | 1 | 1 | 1 | 1
SDCP | Southern_California_Desert_Ex_Solar | Southern_California_Desert_Ex_Solar_2024 | 2029 | 8 | 77.4011 |  | 1 | planned_new |  | 300 MW New Solar PV | 300 | CAISO_Solar | 0 | solar | solar_2029_8 | 10.81% | 1 | 32.4162 | 32.4162 | ok | new_resolve | 1 | 1 | Southern_California_Desert_Ex_Solar_Southern_California_Desert_Ex_Solar_2024_300 MW New Solar PV | 0 | 0 | 1 | 1 | 1 | 1 | 1 | 1 | 1 | 1
SDCP | Southern_California_Desert_Ex_Solar | Southern_California_Desert_Ex_Solar_2024 | 2029 | 9 | 68.3505 |  | 1 | planned_new |  | 300 MW New Solar PV | 300 | CAISO_Solar | 0 | solar | solar_2029_9 | 5.603% | 1 | 16.8084 | 16.8084 | ok | new_resolve | 1 | 1 | Southern_California_Desert_Ex_Solar_Southern_California_Desert_Ex_Solar_2024_300 MW New Solar PV | 0 | 0 | 1 | 1 | 1 | 1 | 1 | 1 | 1 | 1
SDCP | Southern_California_Desert_Ex_Solar | Southern_California_Desert_Ex_Solar_2024 | 2029 | 10 | 60.8173 |  | 1 | planned_new |  | 300 MW New Solar PV | 300 | CAISO_Solar | 0 | solar | solar_2029_10 | 0.8004% | 1 | 2.4012 | 2.4012 | ok | new_resolve | 1 | 1 | Southern_California_Desert_Ex_Solar_Southern_California_Desert_Ex_Solar_2024_300 MW New Solar PV | 0 | 0 | 1 | 1 | 1 | 1 | 1 | 1 | 1 | 1
SDCP | Southern_California_Desert_Ex_Solar | Southern_California_Desert_Ex_Solar_2024 | 2029 | 11 | 46.7425 |  | 1 | planned_new |  | 300 MW New Solar PV | 300 | CAISO_Solar | 0 | solar | solar_2029_11 | 0.8004% | 1 | 2.4012 | 2.4012 | ok | new_resolve | 1 | 1 | Southern_California_Desert_Ex_Solar_Southern_California_Desert_Ex_Solar_2024_300 MW New Solar PV | 0 | 0 | 1 | 1 | 1 | 1 | 1 | 1 | 1 | 1
SDCP | Southern_California_Desert_Ex_Solar | Southern_California_Desert_Ex_Solar_2024 | 2029 | 12 | 41.4022 |  | 1 | planned_new |  | 300 MW New Solar PV | 300 | CAISO_Solar | 0 | solar | solar_2029_12 | 0% | 1 | 0 | 0 | ok | new_resolve | 1 | 1 | Southern_California_Desert_Ex_Solar_Southern_California_Desert_Ex_Solar_2024_300 MW New Solar PV | 0 | 0 | 1 | 1 | 1 | 1 | 1 | 1 | 1 | 1
SDCP | Southern_California_Desert_Ex_Solar | Southern_California_Desert_Ex_Solar_2024 | 2030 | 1 | 45.3481 |  | 1 | planned_new |  | 300 MW New Solar PV | 300 | CAISO_Solar | 0 | solar | solar_2030_1 | 1.326% | 1 | 3.9789 | 3.9789 | ok | new_resolve | 1 | 1 | Southern_California_Desert_Ex_Solar_Southern_California_Desert_Ex_Solar_2024_300 MW New Solar PV | 0 | 0 | 1 | 1 | 1 | 1 | 1 | 1 | 1 | 1
SDCP | Southern_California_Desert_Ex_Solar | Southern_California_Desert_Ex_Solar_2024 | 2030 | 2 | 51.3074 |  | 1 | planned_new |  | 300 MW New Solar PV | 300 | CAISO_Solar | 0 | solar | solar_2030_2 | 0.9947% | 1 | 2.9842 | 2.9842 | ok | new_resolve | 1 | 1 | Southern_California_Desert_Ex_Solar_Southern_California_Desert_Ex_Solar_2024_300 MW New Solar PV | 0 | 0 | 1 | 1 | 1 | 1 | 1 | 1 | 1 | 1
SDCP | Southern_California_Desert_Ex_Solar | Southern_California_Desert_Ex_Solar_2024 | 2030 | 3 | 71.2307 |  | 1 | planned_new |  | 300 MW New Solar PV | 300 | CAISO_Solar | 0 | solar | solar_2030_3 | 5.968% | 1 | 17.9052 | 17.9052 | ok | new_resolve | 1 | 1 | Southern_California_Desert_Ex_Solar_Southern_California_Desert_Ex_Solar_2024_300 MW New Solar PV | 0 | 0 | 1 | 1 | 1 | 1 | 1 | 1 | 1 | 1
SDCP | Southern_California_Desert_Ex_Solar | Southern_California_Desert_Ex_Solar_2024 | 2030 | 4 | 77.6123 |  | 1 | planned_new |  | 300 MW New Solar PV | 300 | CAISO_Solar | 0 | solar | solar_2030_4 | 4.974% | 1 | 14.921 | 14.921 | ok | new_resolve | 1 | 1 | Southern_California_Desert_Ex_Solar_Southern_California_Desert_Ex_Solar_2024_300 MW New Solar PV | 0 | 0 | 1 | 1 | 1 | 1 | 1 | 1 | 1 | 1
SDCP | Southern_California_Desert_Ex_Solar | Southern_California_Desert_Ex_Solar_2024 | 2030 | 5 | 85.3177 |  | 1 | planned_new |  | 300 MW New Solar PV | 300 | CAISO_Solar | 0 | solar | solar_2030_5 | 5.305% | 1 | 15.9158 | 15.9158 | ok | new_resolve | 1 | 1 | Southern_California_Desert_Ex_Solar_Southern_California_Desert_Ex_Solar_2024_300 MW New Solar PV | 0 | 0 | 1 | 1 | 1 | 1 | 1 | 1 | 1 | 1
SDCP | Southern_California_Desert_Ex_Solar | Southern_California_Desert_Ex_Solar_2024 | 2030 | 6 | 83.1951 |  | 1 | planned_new |  | 300 MW New Solar PV | 300 | CAISO_Solar | 0 | solar | solar_2030_6 | 10.28% | 1 | 30.8368 | 30.8368 | ok | new_resolve | 1 | 1 | Southern_California_Desert_Ex_Solar_Southern_California_Desert_Ex_Solar_2024_300 MW New Solar PV | 0 | 0 | 1 | 1 | 1 | 1 | 1 | 1 | 1 | 1
SDCP | Southern_California_Desert_Ex_Solar | Southern_California_Desert_Ex_Solar_2024 | 2030 | 7 | 79.6749 |  | 1 | planned_new |  | 300 MW New Solar PV | 300 | CAISO_Solar | 0 | solar | solar_2030_7 | 12.93% | 1 | 38.7947 | 38.7947 | ok | new_resolve | 1 | 1 | Southern_California_Desert_Ex_Solar_Southern_California_Desert_Ex_Solar_2024_300 MW New Solar PV | 0 | 0 | 1 | 1 | 1 | 1 | 1 | 1 | 1 | 1
SDCP | Southern_California_Desert_Ex_Solar | Southern_California_Desert_Ex_Solar_2024 | 2030 | 8 | 77.4011 |  | 1 | planned_new |  | 300 MW New Solar PV | 300 | CAISO_Solar | 0 | solar | solar_2030_8 | 8.953% | 1 | 26.8579 | 26.8579 | ok | new_resolve | 1 | 1 | Southern_California_Desert_Ex_Solar_Southern_California_Desert_Ex_Solar_2024_300 MW New Solar PV | 0 | 0 | 1 | 1 | 1 | 1 | 1 | 1 | 1 | 1
SDCP | Southern_California_Desert_Ex_Solar | Southern_California_Desert_Ex_Solar_2024 | 2030 | 9 | 68.3505 |  | 1 | planned_new |  | 300 MW New Solar PV | 300 | CAISO_Solar | 0 | solar | solar_2030_9 | 4.642% | 1 | 13.9263 | 13.9263 | ok | new_resolve | 1 | 1 | Southern_California_Desert_Ex_Solar_Southern_California_Desert_Ex_Solar_2024_300 MW New Solar PV | 0 | 0 | 1 | 1 | 1 | 1 | 1 | 1 | 1 | 1
SDCP | Southern_California_Desert_Ex_Solar | Southern_California_Desert_Ex_Solar_2024 | 2030 | 10 | 60.8173 |  | 1 | planned_new |  | 300 MW New Solar PV | 300 | CAISO_Solar | 0 | solar | solar_2030_10 | 0.6632% | 1 | 1.9895 | 1.9895 | ok | new_resolve | 1 | 1 | Southern_California_Desert_Ex_Solar_Southern_California_Desert_Ex_Solar_2024_300 MW New Solar PV | 0 | 0 | 1 | 1 | 1 | 1 | 1 | 1 | 1 | 1
SDCP | Southern_California_Desert_Ex_Solar | Southern_California_Desert_Ex_Solar_2024 | 2030 | 11 | 46.7425 |  | 1 | planned_new |  | 300 MW New Solar PV | 300 | CAISO_Solar | 0 | solar | solar_2030_11 | 0.6632% | 1 | 1.9895 | 1.9895 | ok | new_resolve | 1 | 1 | Southern_California_Desert_Ex_Solar_Southern_California_Desert_Ex_Solar_2024_300 MW New Solar PV | 0 | 0 | 1 | 1 | 1 | 1 | 1 | 1 | 1 | 1
SDCP | Southern_California_Desert_Ex_Solar | Southern_California_Desert_Ex_Solar_2024 | 2030 | 12 | 41.4022 |  | 1 | planned_new |  | 300 MW New Solar PV | 300 | CAISO_Solar | 0 | solar | solar_2030_12 | 0% | 1 | 0 | 0 | ok | new_resolve | 1 | 1 | Southern_California_Desert_Ex_Solar_Southern_California_Desert_Ex_Solar_2024_300 MW New Solar PV | 0 | 0 | 1 | 1 | 1 | 1 | 1 | 1 | 1 | 1
SDCP | New_Li_Battery | New Long Duration Storage_2026 | 2026 | 1 | 0 | 65 |  | planned_new | 8 | New 65 MW Long Duration Storage | 65 | CAISO_Battery | 0 | battery | battery_2026_1 | 100% | 1 | #N/A | 65 | ok | new_resolve | 0 | 1 | New_Li_Battery_New Long Duration Storage_2026_New 65 MW Long Duration Storage | 1 | 12 | 1 | 1 | 1 | 1 | 1 | 1 | 1 | 1
SDCP | New_Li_Battery | New Long Duration Storage_2026 | 2026 | 2 | 0 | 65 |  | planned_new | 8 | New 65 MW Long Duration Storage | 65 | CAISO_Battery | 0 | battery | battery_2026_2 | 100% | 1 | #N/A | 65 | ok | new_resolve | 0 | 1 | New_Li_Battery_New Long Duration Storage_2026_New 65 MW Long Duration Storage | 0 | 0 | 1 | 1 | 1 | 1 | 1 | 1 | 1 | 1
SDCP | New_Li_Battery | New Long Duration Storage_2026 | 2026 | 3 | 0 | 65 |  | planned_new | 8 | New 65 MW Long Duration Storage | 65 | CAISO_Battery | 0 | battery | battery_2026_3 | 100% | 1 | #N/A | 65 | ok | new_resolve | 0 | 1 | New_Li_Battery_New Long Duration Storage_2026_New 65 MW Long Duration Storage | 0 | 0 | 1 | 1 | 1 | 1 | 1 | 1 | 1 | 1
SDCP | New_Li_Battery | New Long Duration Storage_2026 | 2026 | 4 | 0 | 65 |  | planned_new | 8 | New 65 MW Long Duration Storage | 65 | CAISO_Battery | 0 | battery | battery_2026_4 | 100% | 1 | #N/A | 65 | ok | new_resolve | 0 | 1 | New_Li_Battery_New Long Duration Storage_2026_New 65 MW Long Duration Storage | 0 | 0 | 1 | 1 | 1 | 1 | 1 | 1 | 1 | 1
SDCP | New_Li_Battery | New Long Duration Storage_2026 | 2026 | 5 | 0 | 65 |  | planned_new | 8 | New 65 MW Long Duration Storage | 65 | CAISO_Battery | 0 | battery | battery_2026_5 | 100% | 1 | #N/A | 65 | ok | new_resolve | 0 | 1 | New_Li_Battery_New Long Duration Storage_2026_New 65 MW Long Duration Storage | 0 | 0 | 1 | 1 | 1 | 1 | 1 | 1 | 1 | 1
SDCP | New_Li_Battery | New Long Duration Storage_2026 | 2026 | 6 | 0 | 65 |  | planned_new | 8 | New 65 MW Long Duration Storage | 65 | CAISO_Battery | 0 | battery | battery_2026_6 | 100% | 1 | #N/A | 65 | ok | new_resolve | 0 | 1 | New_Li_Battery_New Long Duration Storage_2026_New 65 MW Long Duration Storage | 0 | 0 | 1 | 1 | 1 | 1 | 1 | 1 | 1 | 1
SDCP | New_Li_Battery | New Long Duration Storage_2026 | 2026 | 7 | 0 | 65 |  | planned_new | 8 | New 65 MW Long Duration Storage | 65 | CAISO_Battery | 0 | battery | battery_2026_7 | 100% | 1 | #N/A | 65 | ok | new_resolve | 0 | 1 | New_Li_Battery_New Long Duration Storage_2026_New 65 MW Long Duration Storage | 0 | 0 | 1 | 1 | 1 | 1 | 1 | 1 | 1 | 1
SDCP | New_Li_Battery | New Long Duration Storage_2026 | 2026 | 8 | 0 | 65 |  | planned_new | 8 | New 65 MW Long Duration Storage | 65 | CAISO_Battery | 0 | battery | battery_2026_8 | 100% | 1 | #N/A | 65 | ok | new_resolve | 0 | 1 | New_Li_Battery_New Long Duration Storage_2026_New 65 MW Long Duration Storage | 0 | 0 | 1 | 1 | 1 | 1 | 1 | 1 | 1 | 1
SDCP | New_Li_Battery | New Long Duration Storage_2026 | 2026 | 9 | 0 | 65 |  | planned_new | 8 | New 65 MW Long Duration Storage | 65 | CAISO_Battery | 0 | battery | battery_2026_9 | 100% | 1 | #N/A | 65 | ok | new_resolve | 0 | 1 | New_Li_Battery_New Long Duration Storage_2026_New 65 MW Long Duration Storage | 0 | 0 | 1 | 1 | 1 | 1 | 1 | 1 | 1 | 1
SDCP | New_Li_Battery | New Long Duration Storage_2026 | 2026 | 10 | 0 | 65 |  | planned_new | 8 | New 65 MW Long Duration Storage | 65 | CAISO_Battery | 0 | battery | battery_2026_10 | 100% | 1 | #N/A | 65 | ok | new_resolve | 0 | 1 | New_Li_Battery_New Long Duration Storage_2026_New 65 MW Long Duration Storage | 0 | 0 | 1 | 1 | 1 | 1 | 1 | 1 | 1 | 1
SDCP | New_Li_Battery | New Long Duration Storage_2026 | 2026 | 11 | 0 | 65 |  | planned_new | 8 | New 65 MW Long Duration Storage | 65 | CAISO_Battery | 0 | battery | battery_2026_11 | 100% | 1 | #N/A | 65 | ok | new_resolve | 0 | 1 | New_Li_Battery_New Long Duration Storage_2026_New 65 MW Long Duration Storage | 0 | 0 | 1 | 1 | 1 | 1 | 1 | 1 | 1 | 1
SDCP | New_Li_Battery | New Long Duration Storage_2026 | 2026 | 12 | 0 | 65 |  | planned_new | 8 | New 65 MW Long Duration Storage | 65 | CAISO_Battery | 0 | battery | battery_2026_12 | 100% | 1 | #N/A | 65 | ok | new_resolve | 0 | 1 | New_Li_Battery_New Long Duration Storage_2026_New 65 MW Long Duration Storage | 0 | 0 | 1 | 1 | 1 | 1 | 1 | 1 | 1 | 1
SDCP | New_Li_Battery | New Long Duration Storage_2026 | 2027 | 1 | 0 | 65 |  | planned_new | 8 | New 65 MW Long Duration Storage | 65 | CAISO_Battery | 0 | battery | battery_2027_1 | 98.3% | 1 | #N/A | 65 | ok | new_resolve | 0 | 1 | New_Li_Battery_New Long Duration Storage_2026_New 65 MW Long Duration Storage | 0 | 0 | 1 | 1 | 1 | 1 | 1 | 1 | 1 | 1
SDCP | New_Li_Battery | New Long Duration Storage_2026 | 2027 | 2 | 0 | 65 |  | planned_new | 8 | New 65 MW Long Duration Storage | 65 | CAISO_Battery | 0 | battery | battery_2027_2 | 98.3% | 1 | #N/A | 65 | ok | new_resolve | 0 | 1 | New_Li_Battery_New Long Duration Storage_2026_New 65 MW Long Duration Storage | 0 | 0 | 1 | 1 | 1 | 1 | 1 | 1 | 1 | 1
SDCP | New_Li_Battery | New Long Duration Storage_2026 | 2027 | 3 | 0 | 65 |  | planned_new | 8 | New 65 MW Long Duration Storage | 65 | CAISO_Battery | 0 | battery | battery_2027_3 | 98.3% | 1 | #N/A | 65 | ok | new_resolve | 0 | 1 | New_Li_Battery_New Long Duration Storage_2026_New 65 MW Long Duration Storage | 0 | 0 | 1 | 1 | 1 | 1 | 1 | 1 | 1 | 1
SDCP | New_Li_Battery | New Long Duration Storage_2026 | 2027 | 4 | 0 | 65 |  | planned_new | 8 | New 65 MW Long Duration Storage | 65 | CAISO_Battery | 0 | battery | battery_2027_4 | 98.3% | 1 | #N/A | 65 | ok | new_resolve | 0 | 1 | New_Li_Battery_New Long Duration Storage_2026_New 65 MW Long Duration Storage | 0 | 0 | 1 | 1 | 1 | 1 | 1 | 1 | 1 | 1
SDCP | New_Li_Battery | New Long Duration Storage_2026 | 2027 | 5 | 0 | 65 |  | planned_new | 8 | New 65 MW Long Duration Storage | 65 | CAISO_Battery | 0 | battery | battery_2027_5 | 98.3% | 1 | #N/A | 65 | ok | new_resolve | 0 | 1 | New_Li_Battery_New Long Duration Storage_2026_New 65 MW Long Duration Storage | 0 | 0 | 1 | 1 | 1 | 1 | 1 | 1 | 1 | 1
SDCP | New_Li_Battery | New Long Duration Storage_2026 | 2027 | 6 | 0 | 65 |  | planned_new | 8 | New 65 MW Long Duration Storage | 65 | CAISO_Battery | 0 | battery | battery_2027_6 | 98.3% | 1 | #N/A | 65 | ok | new_resolve | 0 | 1 | New_Li_Battery_New Long Duration Storage_2026_New 65 MW Long Duration Storage | 0 | 0 | 1 | 1 | 1 | 1 | 1 | 1 | 1 | 1
SDCP | New_Li_Battery | New Long Duration Storage_2026 | 2027 | 7 | 0 | 65 |  | planned_new | 8 | New 65 MW Long Duration Storage | 65 | CAISO_Battery | 0 | battery | battery_2027_7 | 98.3% | 1 | #N/A | 65 | ok | new_resolve | 0 | 1 | New_Li_Battery_New Long Duration Storage_2026_New 65 MW Long Duration Storage | 0 | 0 | 1 | 1 | 1 | 1 | 1 | 1 | 1 | 1
SDCP | New_Li_Battery | New Long Duration Storage_2026 | 2027 | 8 | 0 | 65 |  | planned_new | 8 | New 65 MW Long Duration Storage | 65 | CAISO_Battery | 0 | battery | battery_2027_8 | 98.3% | 1 | #N/A | 65 | ok | new_resolve | 0 | 1 | New_Li_Battery_New Long Duration Storage_2026_New 65 MW Long Duration Storage | 0 | 0 | 1 | 1 | 1 | 1 | 1 | 1 | 1 | 1
SDCP | New_Li_Battery | New Long Duration Storage_2026 | 2027 | 9 | 0 | 65 |  | planned_new | 8 | New 65 MW Long Duration Storage | 65 | CAISO_Battery | 0 | battery | battery_2027_9 | 98.3% | 1 | #N/A | 65 | ok | new_resolve | 0 | 1 | New_Li_Battery_New Long Duration Storage_2026_New 65 MW Long Duration Storage | 0 | 0 | 1 | 1 | 1 | 1 | 1 | 1 | 1 | 1
SDCP | New_Li_Battery | New Long Duration Storage_2026 | 2027 | 10 | 0 | 65 |  | planned_new | 8 | New 65 MW Long Duration Storage | 65 | CAISO_Battery | 0 | battery | battery_2027_10 | 98.3% | 1 | #N/A | 65 | ok | new_resolve | 0 | 1 | New_Li_Battery_New Long Duration Storage_2026_New 65 MW Long Duration Storage | 0 | 0 | 1 | 1 | 1 | 1 | 1 | 1 | 1 | 1
SDCP | New_Li_Battery | New Long Duration Storage_2026 | 2027 | 11 | 0 | 65 |  | planned_new | 8 | New 65 MW Long Duration Storage | 65 | CAISO_Battery | 0 | battery | battery_2027_11 | 98.3% | 1 | #N/A | 65 | ok | new_resolve | 0 | 1 | New_Li_Battery_New Long Duration Storage_2026_New 65 MW Long Duration Storage | 0 | 0 | 1 | 1 | 1 | 1 | 1 | 1 | 1 | 1
SDCP | New_Li_Battery | New Long Duration Storage_2026 | 2027 | 12 | 0 | 65 |  | planned_new | 8 | New 65 MW Long Duration Storage | 65 | CAISO_Battery | 0 | battery | battery_2027_12 | 98.3% | 1 | #N/A | 65 | ok | new_resolve | 0 | 1 | New_Li_Battery_New Long Duration Storage_2026_New 65 MW Long Duration Storage | 0 | 0 | 1 | 1 | 1 | 1 | 1 | 1 | 1 | 1
SDCP | New_Li_Battery | New Long Duration Storage_2026 | 2028 | 1 | 0 | 65 |  | planned_new | 8 | New 65 MW Long Duration Storage | 65 | CAISO_Battery | 0 | battery | battery_2028_1 | 96.6% | 1 | #N/A | 65 | ok | new_resolve | 0 | 1 | New_Li_Battery_New Long Duration Storage_2026_New 65 MW Long Duration Storage | 0 | 0 | 1 | 1 | 1 | 1 | 1 | 1 | 1 | 1
SDCP | New_Li_Battery | New Long Duration Storage_2026 | 2028 | 2 | 0 | 65 |  | planned_new | 8 | New 65 MW Long Duration Storage | 65 | CAISO_Battery | 0 | battery | battery_2028_2 | 96.6% | 1 | #N/A | 65 | ok | new_resolve | 0 | 1 | New_Li_Battery_New Long Duration Storage_2026_New 65 MW Long Duration Storage | 0 | 0 | 1 | 1 | 1 | 1 | 1 | 1 | 1 | 1
SDCP | New_Li_Battery | New Long Duration Storage_2026 | 2028 | 3 | 0 | 65 |  | planned_new | 8 | New 65 MW Long Duration Storage | 65 | CAISO_Battery | 0 | battery | battery_2028_3 | 96.6% | 1 | #N/A | 65 | ok | new_resolve | 0 | 1 | New_Li_Battery_New Long Duration Storage_2026_New 65 MW Long Duration Storage | 0 | 0 | 1 | 1 | 1 | 1 | 1 | 1 | 1 | 1
SDCP | New_Li_Battery | New Long Duration Storage_2026 | 2028 | 4 | 0 | 65 |  | planned_new | 8 | New 65 MW Long Duration Storage | 65 | CAISO_Battery | 0 | battery | battery_2028_4 | 96.6% | 1 | #N/A | 65 | ok | new_resolve | 0 | 1 | New_Li_Battery_New Long Duration Storage_2026_New 65 MW Long Duration Storage | 0 | 0 | 1 | 1 | 1 | 1 | 1 | 1 | 1 | 1
SDCP | New_Li_Battery | New Long Duration Storage_2026 | 2028 | 5 | 0 | 65 |  | planned_new | 8 | New 65 MW Long Duration Storage | 65 | CAISO_Battery | 0 | battery | battery_2028_5 | 96.6% | 1 | #N/A | 65 | ok | new_resolve | 0 | 1 | New_Li_Battery_New Long Duration Storage_2026_New 65 MW Long Duration Storage | 0 | 0 | 1 | 1 | 1 | 1 | 1 | 1 | 1 | 1
SDCP | New_Li_Battery | New Long Duration Storage_2026 | 2028 | 6 | 0 | 65 |  | planned_new | 8 | New 65 MW Long Duration Storage | 65 | CAISO_Battery | 0 | battery | battery_2028_6 | 96.6% | 1 | #N/A | 65 | ok | new_resolve | 0 | 1 | New_Li_Battery_New Long Duration Storage_2026_New 65 MW Long Duration Storage | 0 | 0 | 1 | 1 | 1 | 1 | 1 | 1 | 1 | 1
SDCP | New_Li_Battery | New Long Duration Storage_2026 | 2028 | 7 | 0 | 65 |  | planned_new | 8 | New 65 MW Long Duration Storage | 65 | CAISO_Battery | 0 | battery | battery_2028_7 | 96.6% | 1 | #N/A | 65 | ok | new_resolve | 0 | 1 | New_Li_Battery_New Long Duration Storage_2026_New 65 MW Long Duration Storage | 0 | 0 | 1 | 1 | 1 | 1 | 1 | 1 | 1 | 1
SDCP | New_Li_Battery | New Long Duration Storage_2026 | 2028 | 8 | 0 | 65 |  | planned_new | 8 | New 65 MW Long Duration Storage | 65 | CAISO_Battery | 0 | battery | battery_2028_8 | 96.6% | 1 | #N/A | 65 | ok | new_resolve | 0 | 1 | New_Li_Battery_New Long Duration Storage_2026_New 65 MW Long Duration Storage | 0 | 0 | 1 | 1 | 1 | 1 | 1 | 1 | 1 | 1
SDCP | New_Li_Battery | New Long Duration Storage_2026 | 2028 | 9 | 0 | 65 |  | planned_new | 8 | New 65 MW Long Duration Storage | 65 | CAISO_Battery | 0 | battery | battery_2028_9 | 96.6% | 1 | #N/A | 65 | ok | new_resolve | 0 | 1 | New_Li_Battery_New Long Duration Storage_2026_New 65 MW Long Duration Storage | 0 | 0 | 1 | 1 | 1 | 1 | 1 | 1 | 1 | 1
SDCP | New_Li_Battery | New Long Duration Storage_2026 | 2028 | 10 | 0 | 65 |  | planned_new | 8 | New 65 MW Long Duration Storage | 65 | CAISO_Battery | 0 | battery | battery_2028_10 | 96.6% | 1 | #N/A | 65 | ok | new_resolve | 0 | 1 | New_Li_Battery_New Long Duration Storage_2026_New 65 MW Long Duration Storage | 0 | 0 | 1 | 1 | 1 | 1 | 1 | 1 | 1 | 1
SDCP | New_Li_Battery | New Long Duration Storage_2026 | 2028 | 11 | 0 | 65 |  | planned_new | 8 | New 65 MW Long Duration Storage | 65 | CAISO_Battery | 0 | battery | battery_2028_11 | 96.6% | 1 | #N/A | 65 | ok | new_resolve | 0 | 1 | New_Li_Battery_New Long Duration Storage_2026_New 65 MW Long Duration Storage | 0 | 0 | 1 | 1 | 1 | 1 | 1 | 1 | 1 | 1
SDCP | New_Li_Battery | New Long Duration Storage_2026 | 2028 | 12 | 0 | 65 |  | planned_new | 8 | New 65 MW Long Duration Storage | 65 | CAISO_Battery | 0 | battery | battery_2028_12 | 96.6% | 1 | #N/A | 65 | ok | new_resolve | 0 | 1 | New_Li_Battery_New Long Duration Storage_2026_New 65 MW Long Duration Storage | 0 | 0 | 1 | 1 | 1 | 1 | 1 | 1 | 1 | 1
SDCP | New_Li_Battery | New Long Duration Storage_2026 | 2029 | 1 | 0 | 65 |  | planned_new | 8 | New 65 MW Long Duration Storage | 65 | CAISO_Battery | 0 | battery | battery_2029_1 | 94.9% | 1 | #N/A | 65 | ok | new_resolve | 0 | 1 | New_Li_Battery_New Long Duration Storage_2026_New 65 MW Long Duration Storage | 0 | 0 | 1 | 1 | 1 | 1 | 1 | 1 | 1 | 1
SDCP | New_Li_Battery | New Long Duration Storage_2026 | 2029 | 2 | 0 | 65 |  | planned_new | 8 | New 65 MW Long Duration Storage | 65 | CAISO_Battery | 0 | battery | battery_2029_2 | 94.9% | 1 | #N/A | 65 | ok | new_resolve | 0 | 1 | New_Li_Battery_New Long Duration Storage_2026_New 65 MW Long Duration Storage | 0 | 0 | 1 | 1 | 1 | 1 | 1 | 1 | 1 | 1
SDCP | New_Li_Battery | New Long Duration Storage_2026 | 2029 | 3 | 0 | 65 |  | planned_new | 8 | New 65 MW Long Duration Storage | 65 | CAISO_Battery | 0 | battery | battery_2029_3 | 94.9% | 1 | #N/A | 65 | ok | new_resolve | 0 | 1 | New_Li_Battery_New Long Duration Storage_2026_New 65 MW Long Duration Storage | 0 | 0 | 1 | 1 | 1 | 1 | 1 | 1 | 1 | 1
SDCP | New_Li_Battery | New Long Duration Storage_2026 | 2029 | 4 | 0 | 65 |  | planned_new | 8 | New 65 MW Long Duration Storage | 65 | CAISO_Battery | 0 | battery | battery_2029_4 | 94.9% | 1 | #N/A | 65 | ok | new_resolve | 0 | 1 | New_Li_Battery_New Long Duration Storage_2026_New 65 MW Long Duration Storage | 0 | 0 | 1 | 1 | 1 | 1 | 1 | 1 | 1 | 1
SDCP | New_Li_Battery | New Long Duration Storage_2026 | 2029 | 5 | 0 | 65 |  | planned_new | 8 | New 65 MW Long Duration Storage | 65 | CAISO_Battery | 0 | battery | battery_2029_5 | 94.9% | 1 | #N/A | 65 | ok | new_resolve | 0 | 1 | New_Li_Battery_New Long Duration Storage_2026_New 65 MW Long Duration Storage | 0 | 0 | 1 | 1 | 1 | 1 | 1 | 1 | 1 | 1
SDCP | New_Li_Battery | New Long Duration Storage_2026 | 2029 | 6 | 0 | 65 |  | planned_new | 8 | New 65 MW Long Duration Storage | 65 | CAISO_Battery | 0 | battery | battery_2029_6 | 94.9% | 1 | #N/A | 65 | ok | new_resolve | 0 | 1 | New_Li_Battery_New Long Duration Storage_2026_New 65 MW Long Duration Storage | 0 | 0 | 1 | 1 | 1 | 1 | 1 | 1 | 1 | 1
SDCP | New_Li_Battery | New Long Duration Storage_2026 | 2029 | 7 | 0 | 65 |  | planned_new | 8 | New 65 MW Long Duration Storage | 65 | CAISO_Battery | 0 | battery | battery_2029_7 | 94.9% | 1 | #N/A | 65 | ok | new_resolve | 0 | 1 | New_Li_Battery_New Long Duration Storage_2026_New 65 MW Long Duration Storage | 0 | 0 | 1 | 1 | 1 | 1 | 1 | 1 | 1 | 1
SDCP | New_Li_Battery | New Long Duration Storage_2026 | 2029 | 8 | 0 | 65 |  | planned_new | 8 | New 65 MW Long Duration Storage | 65 | CAISO_Battery | 0 | battery | battery_2029_8 | 94.9% | 1 | #N/A | 65 | ok | new_resolve | 0 | 1 | New_Li_Battery_New Long Duration Storage_2026_New 65 MW Long Duration Storage | 0 | 0 | 1 | 1 | 1 | 1 | 1 | 1 | 1 | 1
SDCP | New_Li_Battery | New Long Duration Storage_2026 | 2029 | 9 | 0 | 65 |  | planned_new | 8 | New 65 MW Long Duration Storage | 65 | CAISO_Battery | 0 | battery | battery_2029_9 | 94.9% | 1 | #N/A | 65 | ok | new_resolve | 0 | 1 | New_Li_Battery_New Long Duration Storage_2026_New 65 MW Long Duration Storage | 0 | 0 | 1 | 1 | 1 | 1 | 1 | 1 | 1 | 1
SDCP | New_Li_Battery | New Long Duration Storage_2026 | 2029 | 10 | 0 | 65 |  | planned_new | 8 | New 65 MW Long Duration Storage | 65 | CAISO_Battery | 0 | battery | battery_2029_10 | 94.9% | 1 | #N/A | 65 | ok | new_resolve | 0 | 1 | New_Li_Battery_New Long Duration Storage_2026_New 65 MW Long Duration Storage | 0 | 0 | 1 | 1 | 1 | 1 | 1 | 1 | 1 | 1
SDCP | New_Li_Battery | New Long Duration Storage_2026 | 2029 | 11 | 0 | 65 |  | planned_new | 8 | New 65 MW Long Duration Storage | 65 | CAISO_Battery | 0 | battery | battery_2029_11 | 94.9% | 1 | #N/A | 65 | ok | new_resolve | 0 | 1 | New_Li_Battery_New Long Duration Storage_2026_New 65 MW Long Duration Storage | 0 | 0 | 1 | 1 | 1 | 1 | 1 | 1 | 1 | 1
SDCP | New_Li_Battery | New Long Duration Storage_2026 | 2029 | 12 | 0 | 65 |  | planned_new | 8 | New 65 MW Long Duration Storage | 65 | CAISO_Battery | 0 | battery | battery_2029_12 | 94.9% | 1 | #N/A | 65 | ok | new_resolve | 0 | 1 | New_Li_Battery_New Long Duration Storage_2026_New 65 MW Long Duration Storage | 0 | 0 | 1 | 1 | 1 | 1 | 1 | 1 | 1 | 1
SDCP | New_Li_Battery | New Long Duration Storage_2026 | 2030 | 1 | 0 | 65 |  | planned_new | 8 | New 65 MW Long Duration Storage | 65 | CAISO_Battery | 0 | battery | battery_2030_1 | 93.21% | 1 | #N/A | 65 | ok | new_resolve | 0 | 1 | New_Li_Battery_New Long Duration Storage_2026_New 65 MW Long Duration Storage | 0 | 0 | 1 | 1 | 1 | 1 | 1 | 1 | 1 | 1
SDCP | New_Li_Battery | New Long Duration Storage_2026 | 2030 | 2 | 0 | 65 |  | planned_new | 8 | New 65 MW Long Duration Storage | 65 | CAISO_Battery | 0 | battery | battery_2030_2 | 93.21% | 1 | #N/A | 65 | ok | new_resolve | 0 | 1 | New_Li_Battery_New Long Duration Storage_2026_New 65 MW Long Duration Storage | 0 | 0 | 1 | 1 | 1 | 1 | 1 | 1 | 1 | 1
SDCP | New_Li_Battery | New Long Duration Storage_2026 | 2030 | 3 | 0 | 65 |  | planned_new | 8 | New 65 MW Long Duration Storage | 65 | CAISO_Battery | 0 | battery | battery_2030_3 | 93.21% | 1 | #N/A | 65 | ok | new_resolve | 0 | 1 | New_Li_Battery_New Long Duration Storage_2026_New 65 MW Long Duration Storage | 0 | 0 | 1 | 1 | 1 | 1 | 1 | 1 | 1 | 1
SDCP | New_Li_Battery | New Long Duration Storage_2026 | 2030 | 4 | 0 | 65 |  | planned_new | 8 | New 65 MW Long Duration Storage | 65 | CAISO_Battery | 0 | battery | battery_2030_4 | 93.21% | 1 | #N/A | 65 | ok | new_resolve | 0 | 1 | New_Li_Battery_New Long Duration Storage_2026_New 65 MW Long Duration Storage | 0 | 0 | 1 | 1 | 1 | 1 | 1 | 1 | 1 | 1
SDCP | New_Li_Battery | New Long Duration Storage_2026 | 2030 | 5 | 0 | 65 |  | planned_new | 8 | New 65 MW Long Duration Storage | 65 | CAISO_Battery | 0 | battery | battery_2030_5 | 93.21% | 1 | #N/A | 65 | ok | new_resolve | 0 | 1 | New_Li_Battery_New Long Duration Storage_2026_New 65 MW Long Duration Storage | 0 | 0 | 1 | 1 | 1 | 1 | 1 | 1 | 1 | 1
SDCP | New_Li_Battery | New Long Duration Storage_2026 | 2030 | 6 | 0 | 65 |  | planned_new | 8 | New 65 MW Long Duration Storage | 65 | CAISO_Battery | 0 | battery | battery_2030_6 | 93.21% | 1 | #N/A | 65 | ok | new_resolve | 0 | 1 | New_Li_Battery_New Long Duration Storage_2026_New 65 MW Long Duration Storage | 0 | 0 | 1 | 1 | 1 | 1 | 1 | 1 | 1 | 1
SDCP | New_Li_Battery | New Long Duration Storage_2026 | 2030 | 7 | 0 | 65 |  | planned_new | 8 | New 65 MW Long Duration Storage | 65 | CAISO_Battery | 0 | battery | battery_2030_7 | 93.21% | 1 | #N/A | 65 | ok | new_resolve | 0 | 1 | New_Li_Battery_New Long Duration Storage_2026_New 65 MW Long Duration Storage | 0 | 0 | 1 | 1 | 1 | 1 | 1 | 1 | 1 | 1
SDCP | New_Li_Battery | New Long Duration Storage_2026 | 2030 | 8 | 0 | 65 |  | planned_new | 8 | New 65 MW Long Duration Storage | 65 | CAISO_Battery | 0 | battery | battery_2030_8 | 93.21% | 1 | #N/A | 65 | ok | new_resolve | 0 | 1 | New_Li_Battery_New Long Duration Storage_2026_New 65 MW Long Duration Storage | 0 | 0 | 1 | 1 | 1 | 1 | 1 | 1 | 1 | 1
SDCP | New_Li_Battery | New Long Duration Storage_2026 | 2030 | 9 | 0 | 65 |  | planned_new | 8 | New 65 MW Long Duration Storage | 65 | CAISO_Battery | 0 | battery | battery_2030_9 | 93.21% | 1 | #N/A | 65 | ok | new_resolve | 0 | 1 | New_Li_Battery_New Long Duration Storage_2026_New 65 MW Long Duration Storage | 0 | 0 | 1 | 1 | 1 | 1 | 1 | 1 | 1 | 1
SDCP | New_Li_Battery | New Long Duration Storage_2026 | 2030 | 10 | 0 | 65 |  | planned_new | 8 | New 65 MW Long Duration Storage | 65 | CAISO_Battery | 0 | battery | battery_2030_10 | 93.21% | 1 | #N/A | 65 | ok | new_resolve | 0 | 1 | New_Li_Battery_New Long Duration Storage_2026_New 65 MW Long Duration Storage | 0 | 0 | 1 | 1 | 1 | 1 | 1 | 1 | 1 | 1
SDCP | New_Li_Battery | New Long Duration Storage_2026 | 2030 | 11 | 0 | 65 |  | planned_new | 8 | New 65 MW Long Duration Storage | 65 | CAISO_Battery | 0 | battery | battery_2030_11 | 93.21% | 1 | #N/A | 65 | ok | new_resolve | 0 | 1 | New_Li_Battery_New Long Duration Storage_2026_New 65 MW Long Duration Storage | 0 | 0 | 1 | 1 | 1 | 1 | 1 | 1 | 1 | 1
SDCP | New_Li_Battery | New Long Duration Storage_2026 | 2030 | 12 | 0 | 65 |  | planned_new | 8 | New 65 MW Long Duration Storage | 65 | CAISO_Battery | 0 | battery | battery_2030_12 | 93.21% | 1 | #N/A | 65 | ok | new_resolve | 0 | 1 | New_Li_Battery_New Long Duration Storage_2026_New 65 MW Long Duration Storage | 0 | 0 | 1 | 1 | 1 | 1 | 1 | 1 | 1 | 1
SDCP | existing_generic_unknown | existing_generic_unknown | 2021 | 1 | 0 | 0 |  | planned_existing |  | Generic resource adequacy, likely natural gas generation | 0 | CAISO_Unknown | 1 | unknown | unknown_2021_1 | 0% | 1 | #N/A | 0 | ok | existing_generic | 0 | 0 | existing_generic_unknown_existing_generic_unknown_Generic resource adequacy, likely natural gas generation | 1 | 13 | 1 | 1 | 1 | 1 | 1 | 1 | 1 | 1
SDCP | existing_generic_unknown | existing_generic_unknown | 2021 | 2 | 0 | 0 |  | planned_existing |  | Generic resource adequacy, likely natural gas generation | 0 | CAISO_Unknown | 1 | unknown | unknown_2021_2 | 0% | 1 | #N/A | 0 | ok | existing_generic | 0 | 0 | existing_generic_unknown_existing_generic_unknown_Generic resource adequacy, likely natural gas generation | 0 | 0 | 1 | 1 | 1 | 1 | 1 | 1 | 1 | 1
SDCP | existing_generic_unknown | existing_generic_unknown | 2021 | 3 | 0 | 25 |  | planned_existing |  | Generic resource adequacy, likely natural gas generation | 25 | CAISO_Unknown | 1 | unknown | unknown_2021_3 | 0% | 1 | #N/A | 25 | ok | existing_generic | 0 | 1 | existing_generic_unknown_existing_generic_unknown_Generic resource adequacy, likely natural gas generation | 0 | 0 | 1 | 1 | 1 | 1 | 1 | 1 | 1 | 1
SDCP | existing_generic_unknown | existing_generic_unknown | 2021 | 4 | 0 | 27 |  | planned_existing |  | Generic resource adequacy, likely natural gas generation | 27 | CAISO_Unknown | 1 | unknown | unknown_2021_4 | 0% | 1 | #N/A | 27 | ok | existing_generic | 0 | 1 | existing_generic_unknown_existing_generic_unknown_Generic resource adequacy, likely natural gas generation | 0 | 0 | 1 | 1 | 1 | 1 | 1 | 1 | 1 | 1
SDCP | existing_generic_unknown | existing_generic_unknown | 2021 | 5 | 0 | 27 |  | planned_existing |  | Generic resource adequacy, likely natural gas generation | 27 | CAISO_Unknown | 1 | unknown | unknown_2021_5 | 0% | 1 | #N/A | 27 | ok | existing_generic | 0 | 1 | existing_generic_unknown_existing_generic_unknown_Generic resource adequacy, likely natural gas generation | 0 | 0 | 1 | 1 | 1 | 1 | 1 | 1 | 1 | 1
SDCP | existing_generic_unknown | existing_generic_unknown | 2021 | 6 | 0 | 450 |  | planned_existing |  | Generic resource adequacy, likely natural gas generation | 450 | CAISO_Unknown | 1 | unknown | unknown_2021_6 | 0% | 1 | #N/A | 450 | ok | existing_generic | 0 | 1 | existing_generic_unknown_existing_generic_unknown_Generic resource adequacy, likely natural gas generation | 0 | 0 | 1 | 1 | 1 | 1 | 1 | 1 | 1 | 1
SDCP | existing_generic_unknown | existing_generic_unknown | 2021 | 7 | 0 | 475 |  | planned_existing |  | Generic resource adequacy, likely natural gas generation | 475 | CAISO_Unknown | 1 | unknown | unknown_2021_7 | 0% | 1 | #N/A | 475 | ok | existing_generic | 0 | 1 | existing_generic_unknown_existing_generic_unknown_Generic resource adequacy, likely natural gas generation | 0 | 0 | 1 | 1 | 1 | 1 | 1 | 1 | 1 | 1
SDCP | existing_generic_unknown | existing_generic_unknown | 2021 | 8 | 0 | 469 |  | planned_existing |  | Generic resource adequacy, likely natural gas generation | 469 | CAISO_Unknown | 1 | unknown | unknown_2021_8 | 0% | 1 | #N/A | 469 | ok | existing_generic | 0 | 1 | existing_generic_unknown_existing_generic_unknown_Generic resource adequacy, likely natural gas generation | 0 | 0 | 1 | 1 | 1 | 1 | 1 | 1 | 1 | 1
SDCP | existing_generic_unknown | existing_generic_unknown | 2021 | 9 | 0 | 578 |  | planned_existing |  | Generic resource adequacy, likely natural gas generation | 578 | CAISO_Unknown | 1 | unknown | unknown_2021_9 | 0% | 1 | #N/A | 578 | ok | existing_generic | 0 | 1 | existing_generic_unknown_existing_generic_unknown_Generic resource adequacy, likely natural gas generation | 0 | 0 | 1 | 1 | 1 | 1 | 1 | 1 | 1 | 1
SDCP | existing_generic_unknown | existing_generic_unknown | 2021 | 10 | 0 | 461 |  | planned_existing |  | Generic resource adequacy, likely natural gas generation | 461 | CAISO_Unknown | 1 | unknown | unknown_2021_10 | 0% | 1 | #N/A | 461 | ok | existing_generic | 0 | 1 | existing_generic_unknown_existing_generic_unknown_Generic resource adequacy, likely natural gas generation | 0 | 0 | 1 | 1 | 1 | 1 | 1 | 1 | 1 | 1
SDCP | existing_generic_unknown | existing_generic_unknown | 2021 | 11 | 0 | 420 |  | planned_existing |  | Generic resource adequacy, likely natural gas generation | 420 | CAISO_Unknown | 1 | unknown | unknown_2021_11 | 0% | 1 | #N/A | 420 | ok | existing_generic | 0 | 1 | existing_generic_unknown_existing_generic_unknown_Generic resource adequacy, likely natural gas generation | 0 | 0 | 1 | 1 | 1 | 1 | 1 | 1 | 1 | 1
SDCP | existing_generic_unknown | existing_generic_unknown | 2021 | 12 | 0 | 375 |  | planned_existing |  | Generic resource adequacy, likely natural gas generation | 375 | CAISO_Unknown | 1 | unknown | unknown_2021_12 | 0% | 1 | #N/A | 375 | ok | existing_generic | 0 | 1 | existing_generic_unknown_existing_generic_unknown_Generic resource adequacy, likely natural gas generation | 0 | 0 | 1 | 1 | 1 | 1 | 1 | 1 | 1 | 1
SDCP | existing_generic_unknown | existing_generic_unknown | 2022 | 1 | 0 | 1374 |  | planned_existing |  | Generic resource adequacy, likely natural gas generation | 1374 | CAISO_Unknown | 1 | unknown | unknown_2022_1 | 0% | 1 | #N/A | 1374 | ok | existing_generic | 0 | 1 | existing_generic_unknown_existing_generic_unknown_Generic resource adequacy, likely natural gas generation | 0 | 0 | 1 | 1 | 1 | 1 | 1 | 1 | 1 | 1
SDCP | existing_generic_unknown | existing_generic_unknown | 2022 | 2 | 0 | 1412 |  | planned_existing |  | Generic resource adequacy, likely natural gas generation | 1412 | CAISO_Unknown | 1 | unknown | unknown_2022_2 | 0% | 1 | #N/A | 1412 | ok | existing_generic | 0 | 1 | existing_generic_unknown_existing_generic_unknown_Generic resource adequacy, likely natural gas generation | 0 | 0 | 1 | 1 | 1 | 1 | 1 | 1 | 1 | 1
SDCP | existing_generic_unknown | existing_generic_unknown | 2022 | 3 | 0 | 1285 |  | planned_existing |  | Generic resource adequacy, likely natural gas generation | 1285 | CAISO_Unknown | 1 | unknown | unknown_2022_3 | 0% | 1 | #N/A | 1285 | ok | existing_generic | 0 | 1 | existing_generic_unknown_existing_generic_unknown_Generic resource adequacy, likely natural gas generation | 0 | 0 | 1 | 1 | 1 | 1 | 1 | 1 | 1 | 1
SDCP | existing_generic_unknown | existing_generic_unknown | 2022 | 4 | 0 | 1198 |  | planned_existing |  | Generic resource adequacy, likely natural gas generation | 1198 | CAISO_Unknown | 1 | unknown | unknown_2022_4 | 0% | 1 | #N/A | 1198 | ok | existing_generic | 0 | 1 | existing_generic_unknown_existing_generic_unknown_Generic resource adequacy, likely natural gas generation | 0 | 0 | 1 | 1 | 1 | 1 | 1 | 1 | 1 | 1
SDCP | existing_generic_unknown | existing_generic_unknown | 2022 | 5 | 0 | 1045 |  | planned_existing |  | Generic resource adequacy, likely natural gas generation | 1045 | CAISO_Unknown | 1 | unknown | unknown_2022_5 | 0% | 1 | #N/A | 1045 | ok | existing_generic | 0 | 1 | existing_generic_unknown_existing_generic_unknown_Generic resource adequacy, likely natural gas generation | 0 | 0 | 1 | 1 | 1 | 1 | 1 | 1 | 1 | 1
SDCP | existing_generic_unknown | existing_generic_unknown | 2022 | 6 | 0 | 1010 |  | planned_existing |  | Generic resource adequacy, likely natural gas generation | 1010 | CAISO_Unknown | 1 | unknown | unknown_2022_6 | 0% | 1 | #N/A | 1010 | ok | existing_generic | 0 | 1 | existing_generic_unknown_existing_generic_unknown_Generic resource adequacy, likely natural gas generation | 0 | 0 | 1 | 1 | 1 | 1 | 1 | 1 | 1 | 1
SDCP | existing_generic_unknown | existing_generic_unknown | 2022 | 7 | 0 | 1235 |  | planned_existing |  | Generic resource adequacy, likely natural gas generation | 1235 | CAISO_Unknown | 1 | unknown | unknown_2022_7 | 0% | 1 | #N/A | 1235 | ok | existing_generic | 0 | 1 | existing_generic_unknown_existing_generic_unknown_Generic resource adequacy, likely natural gas generation | 0 | 0 | 1 | 1 | 1 | 1 | 1 | 1 | 1 | 1
SDCP | existing_generic_unknown | existing_generic_unknown | 2022 | 8 | 0 | 1228 |  | planned_existing |  | Generic resource adequacy, likely natural gas generation | 1228 | CAISO_Unknown | 1 | unknown | unknown_2022_8 | 0% | 1 | #N/A | 1228 | ok | existing_generic | 0 | 1 | existing_generic_unknown_existing_generic_unknown_Generic resource adequacy, likely natural gas generation | 0 | 0 | 1 | 1 | 1 | 1 | 1 | 1 | 1 | 1
SDCP | existing_generic_unknown | existing_generic_unknown | 2022 | 9 | 0 | 1588 |  | planned_existing |  | Generic resource adequacy, likely natural gas generation | 1588 | CAISO_Unknown | 1 | unknown | unknown_2022_9 | 0% | 1 | #N/A | 1588 | ok | existing_generic | 0 | 1 | existing_generic_unknown_existing_generic_unknown_Generic resource adequacy, likely natural gas generation | 0 | 0 | 1 | 1 | 1 | 1 | 1 | 1 | 1 | 1
SDCP | existing_generic_unknown | existing_generic_unknown | 2022 | 10 | 0 | 1272 |  | planned_existing |  | Generic resource adequacy, likely natural gas generation | 1272 | CAISO_Unknown | 1 | unknown | unknown_2022_10 | 0% | 1 | #N/A | 1272 | ok | existing_generic | 0 | 1 | existing_generic_unknown_existing_generic_unknown_Generic resource adequacy, likely natural gas generation | 0 | 0 | 1 | 1 | 1 | 1 | 1 | 1 | 1 | 1
SDCP | existing_generic_unknown | existing_generic_unknown | 2022 | 11 | 0 | 1096 |  | planned_existing |  | Generic resource adequacy, likely natural gas generation | 1096 | CAISO_Unknown | 1 | unknown | unknown_2022_11 | 0% | 1 | #N/A | 1096 | ok | existing_generic | 0 | 1 | existing_generic_unknown_existing_generic_unknown_Generic resource adequacy, likely natural gas generation | 0 | 0 | 1 | 1 | 1 | 1 | 1 | 1 | 1 | 1
SDCP | existing_generic_unknown | existing_generic_unknown | 2022 | 12 | 0 | 1031 |  | planned_existing |  | Generic resource adequacy, likely natural gas generation | 1031 | CAISO_Unknown | 1 | unknown | unknown_2022_12 | 0% | 1 | #N/A | 1031 | ok | existing_generic | 0 | 1 | existing_generic_unknown_existing_generic_unknown_Generic resource adequacy, likely natural gas generation | 0 | 0 | 1 | 1 | 1 | 1 | 1 | 1 | 1 | 1
SDCP | existing_generic_unknown | existing_generic_unknown | 2023 | 1 | 0 | 1010 |  | planned_existing |  | Generic resource adequacy, likely natural gas generation | 1010 | CAISO_Unknown | 1 | unknown | unknown_2023_1 | 0% | 1 | #N/A | 1010 | ok | existing_generic | 0 | 1 | existing_generic_unknown_existing_generic_unknown_Generic resource adequacy, likely natural gas generation | 0 | 0 | 1 | 1 | 1 | 1 | 1 | 1 | 1 | 1
SDCP | existing_generic_unknown | existing_generic_unknown | 2023 | 2 | 0 | 1054 |  | planned_existing |  | Generic resource adequacy, likely natural gas generation | 1054 | CAISO_Unknown | 1 | unknown | unknown_2023_2 | 0% | 1 | #N/A | 1054 | ok | existing_generic | 0 | 1 | existing_generic_unknown_existing_generic_unknown_Generic resource adequacy, likely natural gas generation | 0 | 0 | 1 | 1 | 1 | 1 | 1 | 1 | 1 | 1
SDCP | existing_generic_unknown | existing_generic_unknown | 2023 | 3 | 0 | 899 |  | planned_existing |  | Generic resource adequacy, likely natural gas generation | 899 | CAISO_Unknown | 1 | unknown | unknown_2023_3 | 0% | 1 | #N/A | 899 | ok | existing_generic | 0 | 1 | existing_generic_unknown_existing_generic_unknown_Generic resource adequacy, likely natural gas generation | 0 | 0 | 1 | 1 | 1 | 1 | 1 | 1 | 1 | 1
SDCP | existing_generic_unknown | existing_generic_unknown | 2023 | 4 | 0 | 830 |  | planned_existing |  | Generic resource adequacy, likely natural gas generation | 830 | CAISO_Unknown | 1 | unknown | unknown_2023_4 | 0% | 1 | #N/A | 830 | ok | existing_generic | 0 | 1 | existing_generic_unknown_existing_generic_unknown_Generic resource adequacy, likely natural gas generation | 0 | 0 | 1 | 1 | 1 | 1 | 1 | 1 | 1 | 1
SDCP | existing_generic_unknown | existing_generic_unknown | 2023 | 5 | 0 | 677 |  | planned_existing |  | Generic resource adequacy, likely natural gas generation | 677 | CAISO_Unknown | 1 | unknown | unknown_2023_5 | 0% | 1 | #N/A | 677 | ok | existing_generic | 0 | 1 | existing_generic_unknown_existing_generic_unknown_Generic resource adequacy, likely natural gas generation | 0 | 0 | 1 | 1 | 1 | 1 | 1 | 1 | 1 | 1
SDCP | existing_generic_unknown | existing_generic_unknown | 2023 | 6 | 0 | 624 |  | planned_existing |  | Generic resource adequacy, likely natural gas generation | 624 | CAISO_Unknown | 1 | unknown | unknown_2023_6 | 0% | 1 | #N/A | 624 | ok | existing_generic | 0 | 1 | existing_generic_unknown_existing_generic_unknown_Generic resource adequacy, likely natural gas generation | 0 | 0 | 1 | 1 | 1 | 1 | 1 | 1 | 1 | 1
SDCP | existing_generic_unknown | existing_generic_unknown | 2023 | 7 | 0 | 838 |  | planned_existing |  | Generic resource adequacy, likely natural gas generation | 838 | CAISO_Unknown | 1 | unknown | unknown_2023_7 | 0% | 1 | #N/A | 838 | ok | existing_generic | 0 | 1 | existing_generic_unknown_existing_generic_unknown_Generic resource adequacy, likely natural gas generation | 0 | 0 | 1 | 1 | 1 | 1 | 1 | 1 | 1 | 1
SDCP | existing_generic_unknown | existing_generic_unknown | 2023 | 8 | 0 | 867 |  | planned_existing |  | Generic resource adequacy, likely natural gas generation | 867 | CAISO_Unknown | 1 | unknown | unknown_2023_8 | 0% | 1 | #N/A | 867 | ok | existing_generic | 0 | 1 | existing_generic_unknown_existing_generic_unknown_Generic resource adequacy, likely natural gas generation | 0 | 0 | 1 | 1 | 1 | 1 | 1 | 1 | 1 | 1
SDCP | existing_generic_unknown | existing_generic_unknown | 2023 | 9 | 0 | 1247 |  | planned_existing |  | Generic resource adequacy, likely natural gas generation | 1247 | CAISO_Unknown | 1 | unknown | unknown_2023_9 | 0% | 1 | #N/A | 1247 | ok | existing_generic | 0 | 1 | existing_generic_unknown_existing_generic_unknown_Generic resource adequacy, likely natural gas generation | 0 | 0 | 1 | 1 | 1 | 1 | 1 | 1 | 1 | 1
SDCP | existing_generic_unknown | existing_generic_unknown | 2023 | 10 | 0 | 946 |  | planned_existing |  | Generic resource adequacy, likely natural gas generation | 946 | CAISO_Unknown | 1 | unknown | unknown_2023_10 | 0% | 1 | #N/A | 946 | ok | existing_generic | 0 | 1 | existing_generic_unknown_existing_generic_unknown_Generic resource adequacy, likely natural gas generation | 0 | 0 | 1 | 1 | 1 | 1 | 1 | 1 | 1 | 1
SDCP | existing_generic_unknown | existing_generic_unknown | 2023 | 11 | 0 | 758 |  | planned_existing |  | Generic resource adequacy, likely natural gas generation | 758 | CAISO_Unknown | 1 | unknown | unknown_2023_11 | 0% | 1 | #N/A | 758 | ok | existing_generic | 0 | 1 | existing_generic_unknown_existing_generic_unknown_Generic resource adequacy, likely natural gas generation | 0 | 0 | 1 | 1 | 1 | 1 | 1 | 1 | 1 | 1
SDCP | existing_generic_unknown | existing_generic_unknown | 2023 | 12 | 0 | 678 |  | planned_existing |  | Generic resource adequacy, likely natural gas generation | 678 | CAISO_Unknown | 1 | unknown | unknown_2023_12 | 0% | 1 | #N/A | 678 | ok | existing_generic | 0 | 1 | existing_generic_unknown_existing_generic_unknown_Generic resource adequacy, likely natural gas generation | 0 | 0 | 1 | 1 | 1 | 1 | 1 | 1 | 1 | 1
SDCP | existing_generic_unknown | existing_generic_unknown | 2024 | 1 | 0 | 964 |  | planned_existing |  | Generic resource adequacy, likely natural gas generation | 964 | CAISO_Unknown | 1 | unknown | unknown_2024_1 | 0% | 1 | #N/A | 964 | ok | existing_generic | 0 | 1 | existing_generic_unknown_existing_generic_unknown_Generic resource adequacy, likely natural gas generation | 0 | 0 | 1 | 1 | 1 | 1 | 1 | 1 | 1 | 1
SDCP | existing_generic_unknown | existing_generic_unknown | 2024 | 2 | 0 | 1011 |  | planned_existing |  | Generic resource adequacy, likely natural gas generation | 1011 | CAISO_Unknown | 1 | unknown | unknown_2024_2 | 0% | 1 | #N/A | 1011 | ok | existing_generic | 0 | 1 | existing_generic_unknown_existing_generic_unknown_Generic resource adequacy, likely natural gas generation | 0 | 0 | 1 | 1 | 1 | 1 | 1 | 1 | 1 | 1
SDCP | existing_generic_unknown | existing_generic_unknown | 2024 | 3 | 0 | 817 |  | planned_existing |  | Generic resource adequacy, likely natural gas generation | 817 | CAISO_Unknown | 1 | unknown | unknown_2024_3 | 0% | 1 | #N/A | 817 | ok | existing_generic | 0 | 1 | existing_generic_unknown_existing_generic_unknown_Generic resource adequacy, likely natural gas generation | 0 | 0 | 1 | 1 | 1 | 1 | 1 | 1 | 1 | 1
SDCP | existing_generic_unknown | existing_generic_unknown | 2024 | 4 | 0 | 756 |  | planned_existing |  | Generic resource adequacy, likely natural gas generation | 756 | CAISO_Unknown | 1 | unknown | unknown_2024_4 | 0% | 1 | #N/A | 756 | ok | existing_generic | 0 | 1 | existing_generic_unknown_existing_generic_unknown_Generic resource adequacy, likely natural gas generation | 0 | 0 | 1 | 1 | 1 | 1 | 1 | 1 | 1 | 1
SDCP | existing_generic_unknown | existing_generic_unknown | 2024 | 5 | 0 | 600 |  | planned_existing |  | Generic resource adequacy, likely natural gas generation | 600 | CAISO_Unknown | 1 | unknown | unknown_2024_5 | 0% | 1 | #N/A | 600 | ok | existing_generic | 0 | 1 | existing_generic_unknown_existing_generic_unknown_Generic resource adequacy, likely natural gas generation | 0 | 0 | 1 | 1 | 1 | 1 | 1 | 1 | 1 | 1
SDCP | existing_generic_unknown | existing_generic_unknown | 2024 | 6 | 0 | 508 |  | planned_existing |  | Generic resource adequacy, likely natural gas generation | 508 | CAISO_Unknown | 1 | unknown | unknown_2024_6 | 0% | 1 | #N/A | 508 | ok | existing_generic | 0 | 1 | existing_generic_unknown_existing_generic_unknown_Generic resource adequacy, likely natural gas generation | 0 | 0 | 1 | 1 | 1 | 1 | 1 | 1 | 1 | 1
SDCP | existing_generic_unknown | existing_generic_unknown | 2024 | 7 | 0 | 703 |  | planned_existing |  | Generic resource adequacy, likely natural gas generation | 703 | CAISO_Unknown | 1 | unknown | unknown_2024_7 | 0% | 1 | #N/A | 703 | ok | existing_generic | 0 | 1 | existing_generic_unknown_existing_generic_unknown_Generic resource adequacy, likely natural gas generation | 0 | 0 | 1 | 1 | 1 | 1 | 1 | 1 | 1 | 1
SDCP | existing_generic_unknown | existing_generic_unknown | 2024 | 8 | 0 | 801 |  | planned_existing |  | Generic resource adequacy, likely natural gas generation | 801 | CAISO_Unknown | 1 | unknown | unknown_2024_8 | 0% | 1 | #N/A | 801 | ok | existing_generic | 0 | 1 | existing_generic_unknown_existing_generic_unknown_Generic resource adequacy, likely natural gas generation | 0 | 0 | 1 | 1 | 1 | 1 | 1 | 1 | 1 | 1
SDCP | existing_generic_unknown | existing_generic_unknown | 2024 | 9 | 0 | 1214 |  | planned_existing |  | Generic resource adequacy, likely natural gas generation | 1214 | CAISO_Unknown | 1 | unknown | unknown_2024_9 | 0% | 1 | #N/A | 1214 | ok | existing_generic | 0 | 1 | existing_generic_unknown_existing_generic_unknown_Generic resource adequacy, likely natural gas generation | 0 | 0 | 1 | 1 | 1 | 1 | 1 | 1 | 1 | 1
SDCP | existing_generic_unknown | existing_generic_unknown | 2024 | 10 | 0 | 944 |  | planned_existing |  | Generic resource adequacy, likely natural gas generation | 944 | CAISO_Unknown | 1 | unknown | unknown_2024_10 | 0% | 1 | #N/A | 944 | ok | existing_generic | 0 | 1 | existing_generic_unknown_existing_generic_unknown_Generic resource adequacy, likely natural gas generation | 0 | 0 | 1 | 1 | 1 | 1 | 1 | 1 | 1 | 1
SDCP | existing_generic_unknown | existing_generic_unknown | 2024 | 11 | 0 | 755 |  | planned_existing |  | Generic resource adequacy, likely natural gas generation | 755 | CAISO_Unknown | 1 | unknown | unknown_2024_11 | 0% | 1 | #N/A | 755 | ok | existing_generic | 0 | 1 | existing_generic_unknown_existing_generic_unknown_Generic resource adequacy, likely natural gas generation | 0 | 0 | 1 | 1 | 1 | 1 | 1 | 1 | 1 | 1
SDCP | existing_generic_unknown | existing_generic_unknown | 2024 | 12 | 0 | 646 |  | planned_existing |  | Generic resource adequacy, likely natural gas generation | 646 | CAISO_Unknown | 1 | unknown | unknown_2024_12 | 0% | 1 | #N/A | 646 | ok | existing_generic | 0 | 1 | existing_generic_unknown_existing_generic_unknown_Generic resource adequacy, likely natural gas generation | 0 | 0 | 1 | 1 | 1 | 1 | 1 | 1 | 1 | 1
SDCP | existing_generic_unknown | existing_generic_unknown | 2025 | 1 | 0 | 923 |  | planned_existing |  | Generic resource adequacy, likely natural gas generation | 923 | CAISO_Unknown | 1 | unknown | unknown_2025_1 | 0% | 1 | #N/A | 923 | ok | existing_generic | 0 | 1 | existing_generic_unknown_existing_generic_unknown_Generic resource adequacy, likely natural gas generation | 0 | 0 | 1 | 1 | 1 | 1 | 1 | 1 | 1 | 1
SDCP | existing_generic_unknown | existing_generic_unknown | 2025 | 2 | 0 | 971 |  | planned_existing |  | Generic resource adequacy, likely natural gas generation | 971 | CAISO_Unknown | 1 | unknown | unknown_2025_2 | 0% | 1 | #N/A | 971 | ok | existing_generic | 0 | 1 | existing_generic_unknown_existing_generic_unknown_Generic resource adequacy, likely natural gas generation | 0 | 0 | 1 | 1 | 1 | 1 | 1 | 1 | 1 | 1
SDCP | existing_generic_unknown | existing_generic_unknown | 2025 | 3 | 0 | 776 |  | planned_existing |  | Generic resource adequacy, likely natural gas generation | 776 | CAISO_Unknown | 1 | unknown | unknown_2025_3 | 0% | 1 | #N/A | 776 | ok | existing_generic | 0 | 1 | existing_generic_unknown_existing_generic_unknown_Generic resource adequacy, likely natural gas generation | 0 | 0 | 1 | 1 | 1 | 1 | 1 | 1 | 1 | 1
SDCP | existing_generic_unknown | existing_generic_unknown | 2025 | 4 | 0 | 714 |  | planned_existing |  | Generic resource adequacy, likely natural gas generation | 714 | CAISO_Unknown | 1 | unknown | unknown_2025_4 | 0% | 1 | #N/A | 714 | ok | existing_generic | 0 | 1 | existing_generic_unknown_existing_generic_unknown_Generic resource adequacy, likely natural gas generation | 0 | 0 | 1 | 1 | 1 | 1 | 1 | 1 | 1 | 1
SDCP | existing_generic_unknown | existing_generic_unknown | 2025 | 5 | 0 | 558 |  | planned_existing |  | Generic resource adequacy, likely natural gas generation | 558 | CAISO_Unknown | 1 | unknown | unknown_2025_5 | 0% | 1 | #N/A | 558 | ok | existing_generic | 0 | 1 | existing_generic_unknown_existing_generic_unknown_Generic resource adequacy, likely natural gas generation | 0 | 0 | 1 | 1 | 1 | 1 | 1 | 1 | 1 | 1
SDCP | existing_generic_unknown | existing_generic_unknown | 2025 | 6 | 0 | 467 |  | planned_existing |  | Generic resource adequacy, likely natural gas generation | 467 | CAISO_Unknown | 1 | unknown | unknown_2025_6 | 0% | 1 | #N/A | 467 | ok | existing_generic | 0 | 1 | existing_generic_unknown_existing_generic_unknown_Generic resource adequacy, likely natural gas generation | 0 | 0 | 1 | 1 | 1 | 1 | 1 | 1 | 1 | 1
SDCP | existing_generic_unknown | existing_generic_unknown | 2025 | 7 | 0 | 662 |  | planned_existing |  | Generic resource adequacy, likely natural gas generation | 662 | CAISO_Unknown | 1 | unknown | unknown_2025_7 | 0% | 1 | #N/A | 662 | ok | existing_generic | 0 | 1 | existing_generic_unknown_existing_generic_unknown_Generic resource adequacy, likely natural gas generation | 0 | 0 | 1 | 1 | 1 | 1 | 1 | 1 | 1 | 1
SDCP | existing_generic_unknown | existing_generic_unknown | 2025 | 8 | 0 | 760 |  | planned_existing |  | Generic resource adequacy, likely natural gas generation | 760 | CAISO_Unknown | 1 | unknown | unknown_2025_8 | 0% | 1 | #N/A | 760 | ok | existing_generic | 0 | 1 | existing_generic_unknown_existing_generic_unknown_Generic resource adequacy, likely natural gas generation | 0 | 0 | 1 | 1 | 1 | 1 | 1 | 1 | 1 | 1
SDCP | existing_generic_unknown | existing_generic_unknown | 2025 | 9 | 0 | 1176 |  | planned_existing |  | Generic resource adequacy, likely natural gas generation | 1176 | CAISO_Unknown | 1 | unknown | unknown_2025_9 | 0% | 1 | #N/A | 1176 | ok | existing_generic | 0 | 1 | existing_generic_unknown_existing_generic_unknown_Generic resource adequacy, likely natural gas generation | 0 | 0 | 1 | 1 | 1 | 1 | 1 | 1 | 1 | 1
SDCP | existing_generic_unknown | existing_generic_unknown | 2025 | 10 | 0 | 904 |  | planned_existing |  | Generic resource adequacy, likely natural gas generation | 904 | CAISO_Unknown | 1 | unknown | unknown_2025_10 | 0% | 1 | #N/A | 904 | ok | existing_generic | 0 | 1 | existing_generic_unknown_existing_generic_unknown_Generic resource adequacy, likely natural gas generation | 0 | 0 | 1 | 1 | 1 | 1 | 1 | 1 | 1 | 1
SDCP | existing_generic_unknown | existing_generic_unknown | 2025 | 11 | 0 | 714 |  | planned_existing |  | Generic resource adequacy, likely natural gas generation | 714 | CAISO_Unknown | 1 | unknown | unknown_2025_11 | 0% | 1 | #N/A | 714 | ok | existing_generic | 0 | 1 | existing_generic_unknown_existing_generic_unknown_Generic resource adequacy, likely natural gas generation | 0 | 0 | 1 | 1 | 1 | 1 | 1 | 1 | 1 | 1
SDCP | existing_generic_unknown | existing_generic_unknown | 2025 | 12 | 0 | 605 |  | planned_existing |  | Generic resource adequacy, likely natural gas generation | 605 | CAISO_Unknown | 1 | unknown | unknown_2025_12 | 0% | 1 | #N/A | 605 | ok | existing_generic | 0 | 1 | existing_generic_unknown_existing_generic_unknown_Generic resource adequacy, likely natural gas generation | 0 | 0 | 1 | 1 | 1 | 1 | 1 | 1 | 1 | 1
SDCP | existing_generic_unknown | existing_generic_unknown | 2026 | 1 | 0 | 838 |  | planned_existing |  | Generic resource adequacy, likely natural gas generation | 838 | CAISO_Unknown | 1 | unknown | unknown_2026_1 | 0% | 1 | #N/A | 838 | ok | existing_generic | 0 | 1 | existing_generic_unknown_existing_generic_unknown_Generic resource adequacy, likely natural gas generation | 0 | 0 | 1 | 1 | 1 | 1 | 1 | 1 | 1 | 1
SDCP | existing_generic_unknown | existing_generic_unknown | 2026 | 2 | 0 | 890 |  | planned_existing |  | Generic resource adequacy, likely natural gas generation | 890 | CAISO_Unknown | 1 | unknown | unknown_2026_2 | 0% | 1 | #N/A | 890 | ok | existing_generic | 0 | 1 | existing_generic_unknown_existing_generic_unknown_Generic resource adequacy, likely natural gas generation | 0 | 0 | 1 | 1 | 1 | 1 | 1 | 1 | 1 | 1
SDCP | existing_generic_unknown | existing_generic_unknown | 2026 | 3 | 0 | 660 |  | planned_existing |  | Generic resource adequacy, likely natural gas generation | 660 | CAISO_Unknown | 1 | unknown | unknown_2026_3 | 0% | 1 | #N/A | 660 | ok | existing_generic | 0 | 1 | existing_generic_unknown_existing_generic_unknown_Generic resource adequacy, likely natural gas generation | 0 | 0 | 1 | 1 | 1 | 1 | 1 | 1 | 1 | 1
SDCP | existing_generic_unknown | existing_generic_unknown | 2026 | 4 | 0 | 604 |  | planned_existing |  | Generic resource adequacy, likely natural gas generation | 604 | CAISO_Unknown | 1 | unknown | unknown_2026_4 | 0% | 1 | #N/A | 604 | ok | existing_generic | 0 | 1 | existing_generic_unknown_existing_generic_unknown_Generic resource adequacy, likely natural gas generation | 0 | 0 | 1 | 1 | 1 | 1 | 1 | 1 | 1 | 1
SDCP | existing_generic_unknown | existing_generic_unknown | 2026 | 5 | 0 | 446 |  | planned_existing |  | Generic resource adequacy, likely natural gas generation | 446 | CAISO_Unknown | 1 | unknown | unknown_2026_5 | 0% | 1 | #N/A | 446 | ok | existing_generic | 0 | 1 | existing_generic_unknown_existing_generic_unknown_Generic resource adequacy, likely natural gas generation | 0 | 0 | 1 | 1 | 1 | 1 | 1 | 1 | 1 | 1
SDCP | existing_generic_unknown | existing_generic_unknown | 2026 | 6 | 0 | 338 |  | planned_existing |  | Generic resource adequacy, likely natural gas generation | 338 | CAISO_Unknown | 1 | unknown | unknown_2026_6 | 0% | 1 | #N/A | 338 | ok | existing_generic | 0 | 1 | existing_generic_unknown_existing_generic_unknown_Generic resource adequacy, likely natural gas generation | 0 | 0 | 1 | 1 | 1 | 1 | 1 | 1 | 1 | 1
SDCP | existing_generic_unknown | existing_generic_unknown | 2026 | 7 | 0 | 557 |  | planned_existing |  | Generic resource adequacy, likely natural gas generation | 557 | CAISO_Unknown | 1 | unknown | unknown_2026_7 | 0% | 1 | #N/A | 557 | ok | existing_generic | 0 | 1 | existing_generic_unknown_existing_generic_unknown_Generic resource adequacy, likely natural gas generation | 0 | 0 | 1 | 1 | 1 | 1 | 1 | 1 | 1 | 1
SDCP | existing_generic_unknown | existing_generic_unknown | 2026 | 8 | 0 | 660 |  | planned_existing |  | Generic resource adequacy, likely natural gas generation | 660 | CAISO_Unknown | 1 | unknown | unknown_2026_8 | 0% | 1 | #N/A | 660 | ok | existing_generic | 0 | 1 | existing_generic_unknown_existing_generic_unknown_Generic resource adequacy, likely natural gas generation | 0 | 0 | 1 | 1 | 1 | 1 | 1 | 1 | 1 | 1
SDCP | existing_generic_unknown | existing_generic_unknown | 2026 | 9 | 0 | 1091 |  | planned_existing |  | Generic resource adequacy, likely natural gas generation | 1091 | CAISO_Unknown | 1 | unknown | unknown_2026_9 | 0% | 1 | #N/A | 1091 | ok | existing_generic | 0 | 1 | existing_generic_unknown_existing_generic_unknown_Generic resource adequacy, likely natural gas generation | 0 | 0 | 1 | 1 | 1 | 1 | 1 | 1 | 1 | 1
SDCP | existing_generic_unknown | existing_generic_unknown | 2026 | 10 | 0 | 832 |  | planned_existing |  | Generic resource adequacy, likely natural gas generation | 832 | CAISO_Unknown | 1 | unknown | unknown_2026_10 | 0% | 1 | #N/A | 832 | ok | existing_generic | 0 | 1 | existing_generic_unknown_existing_generic_unknown_Generic resource adequacy, likely natural gas generation | 0 | 0 | 1 | 1 | 1 | 1 | 1 | 1 | 1 | 1
SDCP | existing_generic_unknown | existing_generic_unknown | 2026 | 11 | 0 | 633 |  | planned_existing |  | Generic resource adequacy, likely natural gas generation | 633 | CAISO_Unknown | 1 | unknown | unknown_2026_11 | 0% | 1 | #N/A | 633 | ok | existing_generic | 0 | 1 | existing_generic_unknown_existing_generic_unknown_Generic resource adequacy, likely natural gas generation | 0 | 0 | 1 | 1 | 1 | 1 | 1 | 1 | 1 | 1
SDCP | existing_generic_unknown | existing_generic_unknown | 2026 | 12 | 0 | 521 |  | planned_existing |  | Generic resource adequacy, likely natural gas generation | 521 | CAISO_Unknown | 1 | unknown | unknown_2026_12 | 0% | 1 | #N/A | 521 | ok | existing_generic | 0 | 1 | existing_generic_unknown_existing_generic_unknown_Generic resource adequacy, likely natural gas generation | 0 | 0 | 1 | 1 | 1 | 1 | 1 | 1 | 1 | 1
SDCP | existing_generic_unknown | existing_generic_unknown | 2027 | 1 | 0 | 849 |  | planned_existing |  | Generic resource adequacy, likely natural gas generation | 849 | CAISO_Unknown | 1 | unknown | unknown_2027_1 | 0% | 1 | #N/A | 849 | ok | existing_generic | 0 | 1 | existing_generic_unknown_existing_generic_unknown_Generic resource adequacy, likely natural gas generation | 0 | 0 | 1 | 1 | 1 | 1 | 1 | 1 | 1 | 1
SDCP | existing_generic_unknown | existing_generic_unknown | 2027 | 2 | 0 | 901 |  | planned_existing |  | Generic resource adequacy, likely natural gas generation | 901 | CAISO_Unknown | 1 | unknown | unknown_2027_2 | 0% | 1 | #N/A | 901 | ok | existing_generic | 0 | 1 | existing_generic_unknown_existing_generic_unknown_Generic resource adequacy, likely natural gas generation | 0 | 0 | 1 | 1 | 1 | 1 | 1 | 1 | 1 | 1
SDCP | existing_generic_unknown | existing_generic_unknown | 2027 | 3 | 0 | 670 |  | planned_existing |  | Generic resource adequacy, likely natural gas generation | 670 | CAISO_Unknown | 1 | unknown | unknown_2027_3 | 0% | 1 | #N/A | 670 | ok | existing_generic | 0 | 1 | existing_generic_unknown_existing_generic_unknown_Generic resource adequacy, likely natural gas generation | 0 | 0 | 1 | 1 | 1 | 1 | 1 | 1 | 1 | 1
SDCP | existing_generic_unknown | existing_generic_unknown | 2027 | 4 | 0 | 614 |  | planned_existing |  | Generic resource adequacy, likely natural gas generation | 614 | CAISO_Unknown | 1 | unknown | unknown_2027_4 | 0% | 1 | #N/A | 614 | ok | existing_generic | 0 | 1 | existing_generic_unknown_existing_generic_unknown_Generic resource adequacy, likely natural gas generation | 0 | 0 | 1 | 1 | 1 | 1 | 1 | 1 | 1 | 1
SDCP | existing_generic_unknown | existing_generic_unknown | 2027 | 5 | 0 | 455 |  | planned_existing |  | Generic resource adequacy, likely natural gas generation | 455 | CAISO_Unknown | 1 | unknown | unknown_2027_5 | 0% | 1 | #N/A | 455 | ok | existing_generic | 0 | 1 | existing_generic_unknown_existing_generic_unknown_Generic resource adequacy, likely natural gas generation | 0 | 0 | 1 | 1 | 1 | 1 | 1 | 1 | 1 | 1
SDCP | existing_generic_unknown | existing_generic_unknown | 2027 | 6 | 0 | 348 |  | planned_existing |  | Generic resource adequacy, likely natural gas generation | 348 | CAISO_Unknown | 1 | unknown | unknown_2027_6 | 0% | 1 | #N/A | 348 | ok | existing_generic | 0 | 1 | existing_generic_unknown_existing_generic_unknown_Generic resource adequacy, likely natural gas generation | 0 | 0 | 1 | 1 | 1 | 1 | 1 | 1 | 1 | 1
SDCP | existing_generic_unknown | existing_generic_unknown | 2027 | 7 | 0 | 568 |  | planned_existing |  | Generic resource adequacy, likely natural gas generation | 568 | CAISO_Unknown | 1 | unknown | unknown_2027_7 | 0% | 1 | #N/A | 568 | ok | existing_generic | 0 | 1 | existing_generic_unknown_existing_generic_unknown_Generic resource adequacy, likely natural gas generation | 0 | 0 | 1 | 1 | 1 | 1 | 1 | 1 | 1 | 1
SDCP | existing_generic_unknown | existing_generic_unknown | 2027 | 8 | 0 | 671 |  | planned_existing |  | Generic resource adequacy, likely natural gas generation | 671 | CAISO_Unknown | 1 | unknown | unknown_2027_8 | 0% | 1 | #N/A | 671 | ok | existing_generic | 0 | 1 | existing_generic_unknown_existing_generic_unknown_Generic resource adequacy, likely natural gas generation | 0 | 0 | 1 | 1 | 1 | 1 | 1 | 1 | 1 | 1
SDCP | existing_generic_unknown | existing_generic_unknown | 2027 | 9 | 0 | 1105 |  | planned_existing |  | Generic resource adequacy, likely natural gas generation | 1105 | CAISO_Unknown | 1 | unknown | unknown_2027_9 | 0% | 1 | #N/A | 1105 | ok | existing_generic | 0 | 1 | existing_generic_unknown_existing_generic_unknown_Generic resource adequacy, likely natural gas generation | 0 | 0 | 1 | 1 | 1 | 1 | 1 | 1 | 1 | 1
SDCP | existing_generic_unknown | existing_generic_unknown | 2027 | 10 | 0 | 844 |  | planned_existing |  | Generic resource adequacy, likely natural gas generation | 844 | CAISO_Unknown | 1 | unknown | unknown_2027_10 | 0% | 1 | #N/A | 844 | ok | existing_generic | 0 | 1 | existing_generic_unknown_existing_generic_unknown_Generic resource adequacy, likely natural gas generation | 0 | 0 | 1 | 1 | 1 | 1 | 1 | 1 | 1 | 1
SDCP | existing_generic_unknown | existing_generic_unknown | 2027 | 11 | 0 | 644 |  | planned_existing |  | Generic resource adequacy, likely natural gas generation | 644 | CAISO_Unknown | 1 | unknown | unknown_2027_11 | 0% | 1 | #N/A | 644 | ok | existing_generic | 0 | 1 | existing_generic_unknown_existing_generic_unknown_Generic resource adequacy, likely natural gas generation | 0 | 0 | 1 | 1 | 1 | 1 | 1 | 1 | 1 | 1
SDCP | existing_generic_unknown | existing_generic_unknown | 2027 | 12 | 0 | 531 |  | planned_existing |  | Generic resource adequacy, likely natural gas generation | 531 | CAISO_Unknown | 1 | unknown | unknown_2027_12 | 0% | 1 | #N/A | 531 | ok | existing_generic | 0 | 1 | existing_generic_unknown_existing_generic_unknown_Generic resource adequacy, likely natural gas generation | 0 | 0 | 1 | 1 | 1 | 1 | 1 | 1 | 1 | 1
SDCP | existing_generic_unknown | existing_generic_unknown | 2028 | 1 | 0 | 861 |  | planned_existing |  | Generic resource adequacy, likely natural gas generation | 861 | CAISO_Unknown | 1 | unknown | unknown_2028_1 | 0% | 1 | #N/A | 861 | ok | existing_generic | 0 | 1 | existing_generic_unknown_existing_generic_unknown_Generic resource adequacy, likely natural gas generation | 0 | 0 | 1 | 1 | 1 | 1 | 1 | 1 | 1 | 1
SDCP | existing_generic_unknown | existing_generic_unknown | 2028 | 2 | 0 | 913 |  | planned_existing |  | Generic resource adequacy, likely natural gas generation | 913 | CAISO_Unknown | 1 | unknown | unknown_2028_2 | 0% | 1 | #N/A | 913 | ok | existing_generic | 0 | 1 | existing_generic_unknown_existing_generic_unknown_Generic resource adequacy, likely natural gas generation | 0 | 0 | 1 | 1 | 1 | 1 | 1 | 1 | 1 | 1
SDCP | existing_generic_unknown | existing_generic_unknown | 2028 | 3 | 0 | 681 |  | planned_existing |  | Generic resource adequacy, likely natural gas generation | 681 | CAISO_Unknown | 1 | unknown | unknown_2028_3 | 0% | 1 | #N/A | 681 | ok | existing_generic | 0 | 1 | existing_generic_unknown_existing_generic_unknown_Generic resource adequacy, likely natural gas generation | 0 | 0 | 1 | 1 | 1 | 1 | 1 | 1 | 1 | 1
SDCP | existing_generic_unknown | existing_generic_unknown | 2028 | 4 | 0 | 624 |  | planned_existing |  | Generic resource adequacy, likely natural gas generation | 624 | CAISO_Unknown | 1 | unknown | unknown_2028_4 | 0% | 1 | #N/A | 624 | ok | existing_generic | 0 | 1 | existing_generic_unknown_existing_generic_unknown_Generic resource adequacy, likely natural gas generation | 0 | 0 | 1 | 1 | 1 | 1 | 1 | 1 | 1 | 1
SDCP | existing_generic_unknown | existing_generic_unknown | 2028 | 5 | 0 | 464 |  | planned_existing |  | Generic resource adequacy, likely natural gas generation | 464 | CAISO_Unknown | 1 | unknown | unknown_2028_5 | 0% | 1 | #N/A | 464 | ok | existing_generic | 0 | 1 | existing_generic_unknown_existing_generic_unknown_Generic resource adequacy, likely natural gas generation | 0 | 0 | 1 | 1 | 1 | 1 | 1 | 1 | 1 | 1
SDCP | existing_generic_unknown | existing_generic_unknown | 2028 | 6 | 0 | 358 |  | planned_existing |  | Generic resource adequacy, likely natural gas generation | 358 | CAISO_Unknown | 1 | unknown | unknown_2028_6 | 0% | 1 | #N/A | 358 | ok | existing_generic | 0 | 1 | existing_generic_unknown_existing_generic_unknown_Generic resource adequacy, likely natural gas generation | 0 | 0 | 1 | 1 | 1 | 1 | 1 | 1 | 1 | 1
SDCP | existing_generic_unknown | existing_generic_unknown | 2028 | 7 | 0 | 580 |  | planned_existing |  | Generic resource adequacy, likely natural gas generation | 580 | CAISO_Unknown | 1 | unknown | unknown_2028_7 | 0% | 1 | #N/A | 580 | ok | existing_generic | 0 | 1 | existing_generic_unknown_existing_generic_unknown_Generic resource adequacy, likely natural gas generation | 0 | 0 | 1 | 1 | 1 | 1 | 1 | 1 | 1 | 1
SDCP | existing_generic_unknown | existing_generic_unknown | 2028 | 8 | 0 | 684 |  | planned_existing |  | Generic resource adequacy, likely natural gas generation | 684 | CAISO_Unknown | 1 | unknown | unknown_2028_8 | 0% | 1 | #N/A | 684 | ok | existing_generic | 0 | 1 | existing_generic_unknown_existing_generic_unknown_Generic resource adequacy, likely natural gas generation | 0 | 0 | 1 | 1 | 1 | 1 | 1 | 1 | 1 | 1
SDCP | existing_generic_unknown | existing_generic_unknown | 2028 | 9 | 0 | 1121 |  | planned_existing |  | Generic resource adequacy, likely natural gas generation | 1121 | CAISO_Unknown | 1 | unknown | unknown_2028_9 | 0% | 1 | #N/A | 1121 | ok | existing_generic | 0 | 1 | existing_generic_unknown_existing_generic_unknown_Generic resource adequacy, likely natural gas generation | 0 | 0 | 1 | 1 | 1 | 1 | 1 | 1 | 1 | 1
SDCP | existing_generic_unknown | existing_generic_unknown | 2028 | 10 | 0 | 857 |  | planned_existing |  | Generic resource adequacy, likely natural gas generation | 857 | CAISO_Unknown | 1 | unknown | unknown_2028_10 | 0% | 1 | #N/A | 857 | ok | existing_generic | 0 | 1 | existing_generic_unknown_existing_generic_unknown_Generic resource adequacy, likely natural gas generation | 0 | 0 | 1 | 1 | 1 | 1 | 1 | 1 | 1 | 1
SDCP | existing_generic_unknown | existing_generic_unknown | 2028 | 11 | 0 | 655 |  | planned_existing |  | Generic resource adequacy, likely natural gas generation | 655 | CAISO_Unknown | 1 | unknown | unknown_2028_11 | 0% | 1 | #N/A | 655 | ok | existing_generic | 0 | 1 | existing_generic_unknown_existing_generic_unknown_Generic resource adequacy, likely natural gas generation | 0 | 0 | 1 | 1 | 1 | 1 | 1 | 1 | 1 | 1
SDCP | existing_generic_unknown | existing_generic_unknown | 2028 | 12 | 0 | 542 |  | planned_existing |  | Generic resource adequacy, likely natural gas generation | 542 | CAISO_Unknown | 1 | unknown | unknown_2028_12 | 0% | 1 | #N/A | 542 | ok | existing_generic | 0 | 1 | existing_generic_unknown_existing_generic_unknown_Generic resource adequacy, likely natural gas generation | 0 | 0 | 1 | 1 | 1 | 1 | 1 | 1 | 1 | 1
SDCP | existing_generic_unknown | existing_generic_unknown | 2029 | 1 | 0 | 874 |  | planned_existing |  | Generic resource adequacy, likely natural gas generation | 874 | CAISO_Unknown | 1 | unknown | unknown_2029_1 | 0% | 1 | #N/A | 874 | ok | existing_generic | 0 | 1 | existing_generic_unknown_existing_generic_unknown_Generic resource adequacy, likely natural gas generation | 0 | 0 | 1 | 1 | 1 | 1 | 1 | 1 | 1 | 1
SDCP | existing_generic_unknown | existing_generic_unknown | 2029 | 2 | 0 | 927 |  | planned_existing |  | Generic resource adequacy, likely natural gas generation | 927 | CAISO_Unknown | 1 | unknown | unknown_2029_2 | 0% | 1 | #N/A | 927 | ok | existing_generic | 0 | 1 | existing_generic_unknown_existing_generic_unknown_Generic resource adequacy, likely natural gas generation | 0 | 0 | 1 | 1 | 1 | 1 | 1 | 1 | 1 | 1
SDCP | existing_generic_unknown | existing_generic_unknown | 2029 | 3 | 0 | 694 |  | planned_existing |  | Generic resource adequacy, likely natural gas generation | 694 | CAISO_Unknown | 1 | unknown | unknown_2029_3 | 0% | 1 | #N/A | 694 | ok | existing_generic | 0 | 1 | existing_generic_unknown_existing_generic_unknown_Generic resource adequacy, likely natural gas generation | 0 | 0 | 1 | 1 | 1 | 1 | 1 | 1 | 1 | 1
SDCP | existing_generic_unknown | existing_generic_unknown | 2029 | 4 | 0 | 636 |  | planned_existing |  | Generic resource adequacy, likely natural gas generation | 636 | CAISO_Unknown | 1 | unknown | unknown_2029_4 | 0% | 1 | #N/A | 636 | ok | existing_generic | 0 | 1 | existing_generic_unknown_existing_generic_unknown_Generic resource adequacy, likely natural gas generation | 0 | 0 | 1 | 1 | 1 | 1 | 1 | 1 | 1 | 1
SDCP | existing_generic_unknown | existing_generic_unknown | 2029 | 5 | 0 | 476 |  | planned_existing |  | Generic resource adequacy, likely natural gas generation | 476 | CAISO_Unknown | 1 | unknown | unknown_2029_5 | 0% | 1 | #N/A | 476 | ok | existing_generic | 0 | 1 | existing_generic_unknown_existing_generic_unknown_Generic resource adequacy, likely natural gas generation | 0 | 0 | 1 | 1 | 1 | 1 | 1 | 1 | 1 | 1
SDCP | existing_generic_unknown | existing_generic_unknown | 2029 | 6 | 0 | 371 |  | planned_existing |  | Generic resource adequacy, likely natural gas generation | 371 | CAISO_Unknown | 1 | unknown | unknown_2029_6 | 0% | 1 | #N/A | 371 | ok | existing_generic | 0 | 1 | existing_generic_unknown_existing_generic_unknown_Generic resource adequacy, likely natural gas generation | 0 | 0 | 1 | 1 | 1 | 1 | 1 | 1 | 1 | 1
SDCP | existing_generic_unknown | existing_generic_unknown | 2029 | 7 | 0 | 594 |  | planned_existing |  | Generic resource adequacy, likely natural gas generation | 594 | CAISO_Unknown | 1 | unknown | unknown_2029_7 | 0% | 1 | #N/A | 594 | ok | existing_generic | 0 | 1 | existing_generic_unknown_existing_generic_unknown_Generic resource adequacy, likely natural gas generation | 0 | 0 | 1 | 1 | 1 | 1 | 1 | 1 | 1 | 1
SDCP | existing_generic_unknown | existing_generic_unknown | 2029 | 8 | 0 | 698 |  | planned_existing |  | Generic resource adequacy, likely natural gas generation | 698 | CAISO_Unknown | 1 | unknown | unknown_2029_8 | 0% | 1 | #N/A | 698 | ok | existing_generic | 0 | 1 | existing_generic_unknown_existing_generic_unknown_Generic resource adequacy, likely natural gas generation | 0 | 0 | 1 | 1 | 1 | 1 | 1 | 1 | 1 | 1
SDCP | existing_generic_unknown | existing_generic_unknown | 2029 | 9 | 0 | 1138 |  | planned_existing |  | Generic resource adequacy, likely natural gas generation | 1138 | CAISO_Unknown | 1 | unknown | unknown_2029_9 | 0% | 1 | #N/A | 1138 | ok | existing_generic | 0 | 1 | existing_generic_unknown_existing_generic_unknown_Generic resource adequacy, likely natural gas generation | 0 | 0 | 1 | 1 | 1 | 1 | 1 | 1 | 1 | 1
SDCP | existing_generic_unknown | existing_generic_unknown | 2029 | 10 | 0 | 872 |  | planned_existing |  | Generic resource adequacy, likely natural gas generation | 872 | CAISO_Unknown | 1 | unknown | unknown_2029_10 | 0% | 1 | #N/A | 872 | ok | existing_generic | 0 | 1 | existing_generic_unknown_existing_generic_unknown_Generic resource adequacy, likely natural gas generation | 0 | 0 | 1 | 1 | 1 | 1 | 1 | 1 | 1 | 1
SDCP | existing_generic_unknown | existing_generic_unknown | 2029 | 11 | 0 | 668 |  | planned_existing |  | Generic resource adequacy, likely natural gas generation | 668 | CAISO_Unknown | 1 | unknown | unknown_2029_11 | 0% | 1 | #N/A | 668 | ok | existing_generic | 0 | 1 | existing_generic_unknown_existing_generic_unknown_Generic resource adequacy, likely natural gas generation | 0 | 0 | 1 | 1 | 1 | 1 | 1 | 1 | 1 | 1
SDCP | existing_generic_unknown | existing_generic_unknown | 2029 | 12 | 0 | 554 |  | planned_existing |  | Generic resource adequacy, likely natural gas generation | 554 | CAISO_Unknown | 1 | unknown | unknown_2029_12 | 0% | 1 | #N/A | 554 | ok | existing_generic | 0 | 1 | existing_generic_unknown_existing_generic_unknown_Generic resource adequacy, likely natural gas generation | 0 | 0 | 1 | 1 | 1 | 1 | 1 | 1 | 1 | 1
SDCP | existing_generic_unknown | existing_generic_unknown | 2030 | 1 | 0 | 888 |  | planned_existing |  | Generic resource adequacy, likely natural gas generation | 888 | CAISO_Unknown | 1 | unknown | unknown_2030_1 | 0% | 1 | #N/A | 888 | ok | existing_generic | 0 | 1 | existing_generic_unknown_existing_generic_unknown_Generic resource adequacy, likely natural gas generation | 0 | 0 | 1 | 1 | 1 | 1 | 1 | 1 | 1 | 1
SDCP | existing_generic_unknown | existing_generic_unknown | 2030 | 2 | 0 | 941 |  | planned_existing |  | Generic resource adequacy, likely natural gas generation | 941 | CAISO_Unknown | 1 | unknown | unknown_2030_2 | 0% | 1 | #N/A | 941 | ok | existing_generic | 0 | 1 | existing_generic_unknown_existing_generic_unknown_Generic resource adequacy, likely natural gas generation | 0 | 0 | 1 | 1 | 1 | 1 | 1 | 1 | 1 | 1
SDCP | existing_generic_unknown | existing_generic_unknown | 2030 | 3 | 0 | 707 |  | planned_existing |  | Generic resource adequacy, likely natural gas generation | 707 | CAISO_Unknown | 1 | unknown | unknown_2030_3 | 0% | 1 | #N/A | 707 | ok | existing_generic | 0 | 1 | existing_generic_unknown_existing_generic_unknown_Generic resource adequacy, likely natural gas generation | 0 | 0 | 1 | 1 | 1 | 1 | 1 | 1 | 1 | 1
SDCP | existing_generic_unknown | existing_generic_unknown | 2030 | 4 | 0 | 649 |  | planned_existing |  | Generic resource adequacy, likely natural gas generation | 649 | CAISO_Unknown | 1 | unknown | unknown_2030_4 | 0% | 1 | #N/A | 649 | ok | existing_generic | 0 | 1 | existing_generic_unknown_existing_generic_unknown_Generic resource adequacy, likely natural gas generation | 0 | 0 | 1 | 1 | 1 | 1 | 1 | 1 | 1 | 1
SDCP | existing_generic_unknown | existing_generic_unknown | 2030 | 5 | 0 | 487 |  | planned_existing |  | Generic resource adequacy, likely natural gas generation | 487 | CAISO_Unknown | 1 | unknown | unknown_2030_5 | 0% | 1 | #N/A | 487 | ok | existing_generic | 0 | 1 | existing_generic_unknown_existing_generic_unknown_Generic resource adequacy, likely natural gas generation | 0 | 0 | 1 | 1 | 1 | 1 | 1 | 1 | 1 | 1
SDCP | existing_generic_unknown | existing_generic_unknown | 2030 | 6 | 0 | 383 |  | planned_existing |  | Generic resource adequacy, likely natural gas generation | 383 | CAISO_Unknown | 1 | unknown | unknown_2030_6 | 0% | 1 | #N/A | 383 | ok | existing_generic | 0 | 1 | existing_generic_unknown_existing_generic_unknown_Generic resource adequacy, likely natural gas generation | 0 | 0 | 1 | 1 | 1 | 1 | 1 | 1 | 1 | 1
SDCP | existing_generic_unknown | existing_generic_unknown | 2030 | 7 | 0 | 608 |  | planned_existing |  | Generic resource adequacy, likely natural gas generation | 608 | CAISO_Unknown | 1 | unknown | unknown_2030_7 | 0% | 1 | #N/A | 608 | ok | existing_generic | 0 | 1 | existing_generic_unknown_existing_generic_unknown_Generic resource adequacy, likely natural gas generation | 0 | 0 | 1 | 1 | 1 | 1 | 1 | 1 | 1 | 1
SDCP | existing_generic_unknown | existing_generic_unknown | 2030 | 8 | 0 | 712 |  | planned_existing |  | Generic resource adequacy, likely natural gas generation | 712 | CAISO_Unknown | 1 | unknown | unknown_2030_8 | 0% | 1 | #N/A | 712 | ok | existing_generic | 0 | 1 | existing_generic_unknown_existing_generic_unknown_Generic resource adequacy, likely natural gas generation | 0 | 0 | 1 | 1 | 1 | 1 | 1 | 1 | 1 | 1
SDCP | existing_generic_unknown | existing_generic_unknown | 2030 | 9 | 0 | 1155 |  | planned_existing |  | Generic resource adequacy, likely natural gas generation | 1155 | CAISO_Unknown | 1 | unknown | unknown_2030_9 | 0% | 1 | #N/A | 1155 | ok | existing_generic | 0 | 1 | existing_generic_unknown_existing_generic_unknown_Generic resource adequacy, likely natural gas generation | 0 | 0 | 1 | 1 | 1 | 1 | 1 | 1 | 1 | 1
SDCP | existing_generic_unknown | existing_generic_unknown | 2030 | 10 | 0 | 886 |  | planned_existing |  | Generic resource adequacy, likely natural gas generation | 886 | CAISO_Unknown | 1 | unknown | unknown_2030_10 | 0% | 1 | #N/A | 886 | ok | existing_generic | 0 | 1 | existing_generic_unknown_existing_generic_unknown_Generic resource adequacy, likely natural gas generation | 0 | 0 | 1 | 1 | 1 | 1 | 1 | 1 | 1 | 1
SDCP | existing_generic_unknown | existing_generic_unknown | 2030 | 11 | 0 | 682 |  | planned_existing |  | Generic resource adequacy, likely natural gas generation | 682 | CAISO_Unknown | 1 | unknown | unknown_2030_11 | 0% | 1 | #N/A | 682 | ok | existing_generic | 0 | 1 | existing_generic_unknown_existing_generic_unknown_Generic resource adequacy, likely natural gas generation | 0 | 0 | 1 | 1 | 1 | 1 | 1 | 1 | 1 | 1
SDCP | existing_generic_unknown | existing_generic_unknown | 2030 | 12 | 0 | 567 |  | planned_existing |  | Generic resource adequacy, likely natural gas generation | 567 | CAISO_Unknown | 1 | unknown | unknown_2030_12 | 0% | 1 | #N/A | 567 | ok | existing_generic | 0 | 1 | existing_generic_unknown_existing_generic_unknown_Generic resource adequacy, likely natural gas generation | 0 | 0 | 1 | 1 | 1 | 1 | 1 | 1 | 1 | 1
SDCP | blended | SDG&E CAM/DR Allocation | 2021 | 1 | 0 | 0 |  | online |  | CAM and Demand Response Allocation | 0 | blended | 1 | unknown | unknown_2021_1 | 0% | 1 | #N/A | 0 | ok | special | 0 | 0 | blended_SDG&E CAM/DR Allocation_CAM and Demand Response Allocation | 1 | 14 | 1 | 1 | 1 | 1 | 1 | 1 | 1 | 1
SDCP | blended | SDG&E CAM/DR Allocation | 2021 | 2 | 0 | 0 |  | online |  | CAM and Demand Response Allocation | 0 | blended | 1 | unknown | unknown_2021_2 | 0% | 1 | #N/A | 0 | ok | special | 0 | 0 | blended_SDG&E CAM/DR Allocation_CAM and Demand Response Allocation | 0 | 0 | 1 | 1 | 1 | 1 | 1 | 1 | 1 | 1
SDCP | blended | SDG&E CAM/DR Allocation | 2021 | 3 | 0 | 10.72 |  | online |  | CAM and Demand Response Allocation | 0 | blended | 1 | unknown | unknown_2021_3 | 0% | 1 | #N/A | 10.72 | ok | special | 0 | 1 | blended_SDG&E CAM/DR Allocation_CAM and Demand Response Allocation | 0 | 0 | 1 | 1 | 1 | 1 | 1 | 1 | 1 | 1
SDCP | blended | SDG&E CAM/DR Allocation | 2021 | 4 | 0 | 11.45 |  | online |  | CAM and Demand Response Allocation | 0 | blended | 1 | unknown | unknown_2021_4 | 0% | 1 | #N/A | 11.45 | ok | special | 0 | 1 | blended_SDG&E CAM/DR Allocation_CAM and Demand Response Allocation | 0 | 0 | 1 | 1 | 1 | 1 | 1 | 1 | 1 | 1
SDCP | blended | SDG&E CAM/DR Allocation | 2021 | 5 | 0 | 10.81 |  | online |  | CAM and Demand Response Allocation | 47.49 | blended | 1 | unknown | unknown_2021_5 | 0% | 1 | #N/A | 10.81 | ok | special | 0 | 1 | blended_SDG&E CAM/DR Allocation_CAM and Demand Response Allocation | 0 | 0 | 1 | 1 | 1 | 1 | 1 | 1 | 1 | 1
SDCP | blended | SDG&E CAM/DR Allocation | 2021 | 6 | 0 | 174.06 |  | online |  | CAM and Demand Response Allocation | 43.94 | blended | 1 | unknown | unknown_2021_6 | 0% | 1 | #N/A | 174.06 | ok | special | 0 | 1 | blended_SDG&E CAM/DR Allocation_CAM and Demand Response Allocation | 0 | 0 | 1 | 1 | 1 | 1 | 1 | 1 | 1 | 1
SDCP | blended | SDG&E CAM/DR Allocation | 2021 | 7 | 0 | 165.56 |  | online |  | CAM and Demand Response Allocation | 45.34 | blended | 1 | unknown | unknown_2021_7 | 0% | 1 | #N/A | 165.56 | ok | special | 0 | 1 | blended_SDG&E CAM/DR Allocation_CAM and Demand Response Allocation | 0 | 0 | 1 | 1 | 1 | 1 | 1 | 1 | 1 | 1
SDCP | blended | SDG&E CAM/DR Allocation | 2021 | 8 | 0 | 154.43 |  | online |  | CAM and Demand Response Allocation | 44.02 | blended | 1 | unknown | unknown_2021_8 | 0% | 1 | #N/A | 154.43 | ok | special | 0 | 1 | blended_SDG&E CAM/DR Allocation_CAM and Demand Response Allocation | 0 | 0 | 1 | 1 | 1 | 1 | 1 | 1 | 1 | 1
SDCP | blended | SDG&E CAM/DR Allocation | 2021 | 9 | 0 | 172.22 |  | online |  | CAM and Demand Response Allocation | 44.53 | blended | 1 | unknown | unknown_2021_9 | 0% | 1 | #N/A | 172.22 | ok | special | 0 | 1 | blended_SDG&E CAM/DR Allocation_CAM and Demand Response Allocation | 0 | 0 | 1 | 1 | 1 | 1 | 1 | 1 | 1 | 1
SDCP | blended | SDG&E CAM/DR Allocation | 2021 | 10 | 0 | 176.4 |  | online |  | CAM and Demand Response Allocation | 45.52 | blended | 1 | unknown | unknown_2021_10 | 0% | 1 | #N/A | 176.4 | ok | special | 0 | 1 | blended_SDG&E CAM/DR Allocation_CAM and Demand Response Allocation | 0 | 0 | 1 | 1 | 1 | 1 | 1 | 1 | 1 | 1
SDCP | blended | SDG&E CAM/DR Allocation | 2021 | 11 | 0 | 179.48 |  | online |  | CAM and Demand Response Allocation | 52.09 | blended | 1 | unknown | unknown_2021_11 | 0% | 1 | #N/A | 179.48 | ok | special | 0 | 1 | blended_SDG&E CAM/DR Allocation_CAM and Demand Response Allocation | 0 | 0 | 1 | 1 | 1 | 1 | 1 | 1 | 1 | 1
SDCP | blended | SDG&E CAM/DR Allocation | 2021 | 12 | 0 | 158.35 |  | online |  | CAM and Demand Response Allocation | 48.52 | blended | 1 | unknown | unknown_2021_12 | 0% | 1 | #N/A | 158.35 | ok | special | 0 | 1 | blended_SDG&E CAM/DR Allocation_CAM and Demand Response Allocation | 0 | 0 | 1 | 1 | 1 | 1 | 1 | 1 | 1 | 1
SDCP | blended | SDG&E CAM/DR Allocation | 2022 | 1 | 0 | 0 |  | online |  | CAM and Demand Response Allocation | 51.714 | blended | 1 | unknown | unknown_2022_1 | 0% | 1 | #N/A | 0 | ok | special | 0 | 0 | blended_SDG&E CAM/DR Allocation_CAM and Demand Response Allocation | 0 | 0 | 1 | 1 | 1 | 1 | 1 | 1 | 1 | 1
SDCP | blended | SDG&E CAM/DR Allocation | 2022 | 2 | 0 | 0 |  | online |  | CAM and Demand Response Allocation | 43.1686 | blended | 1 | unknown | unknown_2022_2 | 0% | 1 | #N/A | 0 | ok | special | 0 | 0 | blended_SDG&E CAM/DR Allocation_CAM and Demand Response Allocation | 0 | 0 | 1 | 1 | 1 | 1 | 1 | 1 | 1 | 1
SDCP | blended | SDG&E CAM/DR Allocation | 2022 | 3 | 0 | 10.72 |  | online |  | CAM and Demand Response Allocation | 43.6826 | blended | 1 | unknown | unknown_2022_3 | 0% | 1 | #N/A | 10.72 | ok | special | 0 | 1 | blended_SDG&E CAM/DR Allocation_CAM and Demand Response Allocation | 0 | 0 | 1 | 1 | 1 | 1 | 1 | 1 | 1 | 1
SDCP | blended | SDG&E CAM/DR Allocation | 2022 | 4 | 0 | 11.45 |  | online |  | CAM and Demand Response Allocation | 40.4187 | blended | 1 | unknown | unknown_2022_4 | 0% | 1 | #N/A | 11.45 | ok | special | 0 | 1 | blended_SDG&E CAM/DR Allocation_CAM and Demand Response Allocation | 0 | 0 | 1 | 1 | 1 | 1 | 1 | 1 | 1 | 1
SDCP | blended | SDG&E CAM/DR Allocation | 2022 | 5 | 0 | 10.81 |  | online |  | CAM and Demand Response Allocation | 47.49 | blended | 1 | unknown | unknown_2022_5 | 0% | 1 | #N/A | 10.81 | ok | special | 0 | 1 | blended_SDG&E CAM/DR Allocation_CAM and Demand Response Allocation | 0 | 0 | 1 | 1 | 1 | 1 | 1 | 1 | 1 | 1
SDCP | blended | SDG&E CAM/DR Allocation | 2022 | 6 | 0 | 174.06 |  | online |  | CAM and Demand Response Allocation | 43.94 | blended | 1 | unknown | unknown_2022_6 | 0% | 1 | #N/A | 174.06 | ok | special | 0 | 1 | blended_SDG&E CAM/DR Allocation_CAM and Demand Response Allocation | 0 | 0 | 1 | 1 | 1 | 1 | 1 | 1 | 1 | 1
SDCP | blended | SDG&E CAM/DR Allocation | 2022 | 7 | 0 | 165.56 |  | online |  | CAM and Demand Response Allocation | 45.34 | blended | 1 | unknown | unknown_2022_7 | 0% | 1 | #N/A | 165.56 | ok | special | 0 | 1 | blended_SDG&E CAM/DR Allocation_CAM and Demand Response Allocation | 0 | 0 | 1 | 1 | 1 | 1 | 1 | 1 | 1 | 1
SDCP | blended | SDG&E CAM/DR Allocation | 2022 | 8 | 0 | 154.43 |  | online |  | CAM and Demand Response Allocation | 44.02 | blended | 1 | unknown | unknown_2022_8 | 0% | 1 | #N/A | 154.43 | ok | special | 0 | 1 | blended_SDG&E CAM/DR Allocation_CAM and Demand Response Allocation | 0 | 0 | 1 | 1 | 1 | 1 | 1 | 1 | 1 | 1
SDCP | blended | SDG&E CAM/DR Allocation | 2022 | 9 | 0 | 172.22 |  | online |  | CAM and Demand Response Allocation | 44.53 | blended | 1 | unknown | unknown_2022_9 | 0% | 1 | #N/A | 172.22 | ok | special | 0 | 1 | blended_SDG&E CAM/DR Allocation_CAM and Demand Response Allocation | 0 | 0 | 1 | 1 | 1 | 1 | 1 | 1 | 1 | 1
SDCP | blended | SDG&E CAM/DR Allocation | 2022 | 10 | 0 | 176.4 |  | online |  | CAM and Demand Response Allocation | 45.52 | blended | 1 | unknown | unknown_2022_10 | 0% | 1 | #N/A | 176.4 | ok | special | 0 | 1 | blended_SDG&E CAM/DR Allocation_CAM and Demand Response Allocation | 0 | 0 | 1 | 1 | 1 | 1 | 1 | 1 | 1 | 1
SDCP | blended | SDG&E CAM/DR Allocation | 2022 | 11 | 0 | 179.48 |  | online |  | CAM and Demand Response Allocation | 52.09 | blended | 1 | unknown | unknown_2022_11 | 0% | 1 | #N/A | 179.48 | ok | special | 0 | 1 | blended_SDG&E CAM/DR Allocation_CAM and Demand Response Allocation | 0 | 0 | 1 | 1 | 1 | 1 | 1 | 1 | 1 | 1
SDCP | blended | SDG&E CAM/DR Allocation | 2022 | 12 | 0 | 158.35 |  | online |  | CAM and Demand Response Allocation | 48.52 | blended | 1 | unknown | unknown_2022_12 | 0% | 1 | #N/A | 158.35 | ok | special | 0 | 1 | blended_SDG&E CAM/DR Allocation_CAM and Demand Response Allocation | 0 | 0 | 1 | 1 | 1 | 1 | 1 | 1 | 1 | 1
SDCP | blended | SDG&E CAM/DR Allocation | 2023 | 1 | 0 | 0 |  | online |  | CAM and Demand Response Allocation | 51.714 | blended | 1 | unknown | unknown_2023_1 | 0% | 1 | #N/A | 0 | ok | special | 0 | 0 | blended_SDG&E CAM/DR Allocation_CAM and Demand Response Allocation | 0 | 0 | 1 | 1 | 1 | 1 | 1 | 1 | 1 | 1
SDCP | blended | SDG&E CAM/DR Allocation | 2023 | 2 | 0 | 0 |  | online |  | CAM and Demand Response Allocation | 43.1686 | blended | 1 | unknown | unknown_2023_2 | 0% | 1 | #N/A | 0 | ok | special | 0 | 0 | blended_SDG&E CAM/DR Allocation_CAM and Demand Response Allocation | 0 | 0 | 1 | 1 | 1 | 1 | 1 | 1 | 1 | 1
SDCP | blended | SDG&E CAM/DR Allocation | 2023 | 3 | 0 | 10.72 |  | online |  | CAM and Demand Response Allocation | 43.6826 | blended | 1 | unknown | unknown_2023_3 | 0% | 1 | #N/A | 10.72 | ok | special | 0 | 1 | blended_SDG&E CAM/DR Allocation_CAM and Demand Response Allocation | 0 | 0 | 1 | 1 | 1 | 1 | 1 | 1 | 1 | 1
SDCP | blended | SDG&E CAM/DR Allocation | 2023 | 4 | 0 | 11.45 |  | online |  | CAM and Demand Response Allocation | 40.4187 | blended | 1 | unknown | unknown_2023_4 | 0% | 1 | #N/A | 11.45 | ok | special | 0 | 1 | blended_SDG&E CAM/DR Allocation_CAM and Demand Response Allocation | 0 | 0 | 1 | 1 | 1 | 1 | 1 | 1 | 1 | 1
SDCP | blended | SDG&E CAM/DR Allocation | 2023 | 5 | 0 | 10.81 |  | online |  | CAM and Demand Response Allocation | 47.49 | blended | 1 | unknown | unknown_2023_5 | 0% | 1 | #N/A | 10.81 | ok | special | 0 | 1 | blended_SDG&E CAM/DR Allocation_CAM and Demand Response Allocation | 0 | 0 | 1 | 1 | 1 | 1 | 1 | 1 | 1 | 1
SDCP | blended | SDG&E CAM/DR Allocation | 2023 | 6 | 0 | 174.06 |  | online |  | CAM and Demand Response Allocation | 43.94 | blended | 1 | unknown | unknown_2023_6 | 0% | 1 | #N/A | 174.06 | ok | special | 0 | 1 | blended_SDG&E CAM/DR Allocation_CAM and Demand Response Allocation | 0 | 0 | 1 | 1 | 1 | 1 | 1 | 1 | 1 | 1
SDCP | blended | SDG&E CAM/DR Allocation | 2023 | 7 | 0 | 165.56 |  | online |  | CAM and Demand Response Allocation | 45.34 | blended | 1 | unknown | unknown_2023_7 | 0% | 1 | #N/A | 165.56 | ok | special | 0 | 1 | blended_SDG&E CAM/DR Allocation_CAM and Demand Response Allocation | 0 | 0 | 1 | 1 | 1 | 1 | 1 | 1 | 1 | 1
SDCP | blended | SDG&E CAM/DR Allocation | 2023 | 8 | 0 | 154.43 |  | online |  | CAM and Demand Response Allocation | 44.02 | blended | 1 | unknown | unknown_2023_8 | 0% | 1 | #N/A | 154.43 | ok | special | 0 | 1 | blended_SDG&E CAM/DR Allocation_CAM and Demand Response Allocation | 0 | 0 | 1 | 1 | 1 | 1 | 1 | 1 | 1 | 1
SDCP | blended | SDG&E CAM/DR Allocation | 2023 | 9 | 0 | 172.22 |  | online |  | CAM and Demand Response Allocation | 44.53 | blended | 1 | unknown | unknown_2023_9 | 0% | 1 | #N/A | 172.22 | ok | special | 0 | 1 | blended_SDG&E CAM/DR Allocation_CAM and Demand Response Allocation | 0 | 0 | 1 | 1 | 1 | 1 | 1 | 1 | 1 | 1
SDCP | blended | SDG&E CAM/DR Allocation | 2023 | 10 | 0 | 176.4 |  | online |  | CAM and Demand Response Allocation | 45.52 | blended | 1 | unknown | unknown_2023_10 | 0% | 1 | #N/A | 176.4 | ok | special | 0 | 1 | blended_SDG&E CAM/DR Allocation_CAM and Demand Response Allocation | 0 | 0 | 1 | 1 | 1 | 1 | 1 | 1 | 1 | 1
SDCP | blended | SDG&E CAM/DR Allocation | 2023 | 11 | 0 | 179.48 |  | online |  | CAM and Demand Response Allocation | 52.09 | blended | 1 | unknown | unknown_2023_11 | 0% | 1 | #N/A | 179.48 | ok | special | 0 | 1 | blended_SDG&E CAM/DR Allocation_CAM and Demand Response Allocation | 0 | 0 | 1 | 1 | 1 | 1 | 1 | 1 | 1 | 1
SDCP | blended | SDG&E CAM/DR Allocation | 2023 | 12 | 0 | 158.35 |  | online |  | CAM and Demand Response Allocation | 48.52 | blended | 1 | unknown | unknown_2023_12 | 0% | 1 | #N/A | 158.35 | ok | special | 0 | 1 | blended_SDG&E CAM/DR Allocation_CAM and Demand Response Allocation | 0 | 0 | 1 | 1 | 1 | 1 | 1 | 1 | 1 | 1
SDCP | blended | SDG&E CAM/DR Allocation | 2024 | 1 | 0 | 0 |  | online |  | CAM and Demand Response Allocation | 51.714 | blended | 1 | unknown | unknown_2024_1 | 0% | 1 | #N/A | 0 | ok | special | 0 | 0 | blended_SDG&E CAM/DR Allocation_CAM and Demand Response Allocation | 0 | 0 | 1 | 1 | 1 | 1 | 1 | 1 | 1 | 1
SDCP | blended | SDG&E CAM/DR Allocation | 2024 | 2 | 0 | 0 |  | online |  | CAM and Demand Response Allocation | 43.1686 | blended | 1 | unknown | unknown_2024_2 | 0% | 1 | #N/A | 0 | ok | special | 0 | 0 | blended_SDG&E CAM/DR Allocation_CAM and Demand Response Allocation | 0 | 0 | 1 | 1 | 1 | 1 | 1 | 1 | 1 | 1
SDCP | blended | SDG&E CAM/DR Allocation | 2024 | 3 | 0 | 10.72 |  | online |  | CAM and Demand Response Allocation | 43.6826 | blended | 1 | unknown | unknown_2024_3 | 0% | 1 | #N/A | 10.72 | ok | special | 0 | 1 | blended_SDG&E CAM/DR Allocation_CAM and Demand Response Allocation | 0 | 0 | 1 | 1 | 1 | 1 | 1 | 1 | 1 | 1
SDCP | blended | SDG&E CAM/DR Allocation | 2024 | 4 | 0 | 11.45 |  | online |  | CAM and Demand Response Allocation | 40.4187 | blended | 1 | unknown | unknown_2024_4 | 0% | 1 | #N/A | 11.45 | ok | special | 0 | 1 | blended_SDG&E CAM/DR Allocation_CAM and Demand Response Allocation | 0 | 0 | 1 | 1 | 1 | 1 | 1 | 1 | 1 | 1
SDCP | blended | SDG&E CAM/DR Allocation | 2024 | 5 | 0 | 10.81 |  | online |  | CAM and Demand Response Allocation | 47.49 | blended | 1 | unknown | unknown_2024_5 | 0% | 1 | #N/A | 10.81 | ok | special | 0 | 1 | blended_SDG&E CAM/DR Allocation_CAM and Demand Response Allocation | 0 | 0 | 1 | 1 | 1 | 1 | 1 | 1 | 1 | 1
SDCP | blended | SDG&E CAM/DR Allocation | 2024 | 6 | 0 | 174.06 |  | online |  | CAM and Demand Response Allocation | 43.94 | blended | 1 | unknown | unknown_2024_6 | 0% | 1 | #N/A | 174.06 | ok | special | 0 | 1 | blended_SDG&E CAM/DR Allocation_CAM and Demand Response Allocation | 0 | 0 | 1 | 1 | 1 | 1 | 1 | 1 | 1 | 1
SDCP | blended | SDG&E CAM/DR Allocation | 2024 | 7 | 0 | 165.56 |  | online |  | CAM and Demand Response Allocation | 45.34 | blended | 1 | unknown | unknown_2024_7 | 0% | 1 | #N/A | 165.56 | ok | special | 0 | 1 | blended_SDG&E CAM/DR Allocation_CAM and Demand Response Allocation | 0 | 0 | 1 | 1 | 1 | 1 | 1 | 1 | 1 | 1
SDCP | blended | SDG&E CAM/DR Allocation | 2024 | 8 | 0 | 154.43 |  | online |  | CAM and Demand Response Allocation | 44.02 | blended | 1 | unknown | unknown_2024_8 | 0% | 1 | #N/A | 154.43 | ok | special | 0 | 1 | blended_SDG&E CAM/DR Allocation_CAM and Demand Response Allocation | 0 | 0 | 1 | 1 | 1 | 1 | 1 | 1 | 1 | 1
SDCP | blended | SDG&E CAM/DR Allocation | 2024 | 9 | 0 | 172.22 |  | online |  | CAM and Demand Response Allocation | 44.53 | blended | 1 | unknown | unknown_2024_9 | 0% | 1 | #N/A | 172.22 | ok | special | 0 | 1 | blended_SDG&E CAM/DR Allocation_CAM and Demand Response Allocation | 0 | 0 | 1 | 1 | 1 | 1 | 1 | 1 | 1 | 1
SDCP | blended | SDG&E CAM/DR Allocation | 2024 | 10 | 0 | 176.4 |  | online |  | CAM and Demand Response Allocation | 45.52 | blended | 1 | unknown | unknown_2024_10 | 0% | 1 | #N/A | 176.4 | ok | special | 0 | 1 | blended_SDG&E CAM/DR Allocation_CAM and Demand Response Allocation | 0 | 0 | 1 | 1 | 1 | 1 | 1 | 1 | 1 | 1
SDCP | blended | SDG&E CAM/DR Allocation | 2024 | 11 | 0 | 179.48 |  | online |  | CAM and Demand Response Allocation | 52.09 | blended | 1 | unknown | unknown_2024_11 | 0% | 1 | #N/A | 179.48 | ok | special | 0 | 1 | blended_SDG&E CAM/DR Allocation_CAM and Demand Response Allocation | 0 | 0 | 1 | 1 | 1 | 1 | 1 | 1 | 1 | 1
SDCP | blended | SDG&E CAM/DR Allocation | 2024 | 12 | 0 | 158.35 |  | online |  | CAM and Demand Response Allocation | 48.52 | blended | 1 | unknown | unknown_2024_12 | 0% | 1 | #N/A | 158.35 | ok | special | 0 | 1 | blended_SDG&E CAM/DR Allocation_CAM and Demand Response Allocation | 0 | 0 | 1 | 1 | 1 | 1 | 1 | 1 | 1 | 1
SDCP | blended | SDG&E CAM/DR Allocation | 2025 | 1 | 0 | 0 |  | online |  | CAM and Demand Response Allocation | 51.714 | blended | 1 | unknown | unknown_2025_1 | 0% | 1 | #N/A | 0 | ok | special | 0 | 0 | blended_SDG&E CAM/DR Allocation_CAM and Demand Response Allocation | 0 | 0 | 1 | 1 | 1 | 1 | 1 | 1 | 1 | 1
SDCP | blended | SDG&E CAM/DR Allocation | 2025 | 2 | 0 | 0 |  | online |  | CAM and Demand Response Allocation | 43.1686 | blended | 1 | unknown | unknown_2025_2 | 0% | 1 | #N/A | 0 | ok | special | 0 | 0 | blended_SDG&E CAM/DR Allocation_CAM and Demand Response Allocation | 0 | 0 | 1 | 1 | 1 | 1 | 1 | 1 | 1 | 1
SDCP | blended | SDG&E CAM/DR Allocation | 2025 | 3 | 0 | 10.72 |  | online |  | CAM and Demand Response Allocation | 43.6826 | blended | 1 | unknown | unknown_2025_3 | 0% | 1 | #N/A | 10.72 | ok | special | 0 | 1 | blended_SDG&E CAM/DR Allocation_CAM and Demand Response Allocation | 0 | 0 | 1 | 1 | 1 | 1 | 1 | 1 | 1 | 1
SDCP | blended | SDG&E CAM/DR Allocation | 2025 | 4 | 0 | 11.45 |  | online |  | CAM and Demand Response Allocation | 40.4187 | blended | 1 | unknown | unknown_2025_4 | 0% | 1 | #N/A | 11.45 | ok | special | 0 | 1 | blended_SDG&E CAM/DR Allocation_CAM and Demand Response Allocation | 0 | 0 | 1 | 1 | 1 | 1 | 1 | 1 | 1 | 1
SDCP | blended | SDG&E CAM/DR Allocation | 2025 | 5 | 0 | 10.81 |  | online |  | CAM and Demand Response Allocation | 47.49 | blended | 1 | unknown | unknown_2025_5 | 0% | 1 | #N/A | 10.81 | ok | special | 0 | 1 | blended_SDG&E CAM/DR Allocation_CAM and Demand Response Allocation | 0 | 0 | 1 | 1 | 1 | 1 | 1 | 1 | 1 | 1
SDCP | blended | SDG&E CAM/DR Allocation | 2025 | 6 | 0 | 174.06 |  | online |  | CAM and Demand Response Allocation | 43.94 | blended | 1 | unknown | unknown_2025_6 | 0% | 1 | #N/A | 174.06 | ok | special | 0 | 1 | blended_SDG&E CAM/DR Allocation_CAM and Demand Response Allocation | 0 | 0 | 1 | 1 | 1 | 1 | 1 | 1 | 1 | 1
SDCP | blended | SDG&E CAM/DR Allocation | 2025 | 7 | 0 | 165.56 |  | online |  | CAM and Demand Response Allocation | 45.34 | blended | 1 | unknown | unknown_2025_7 | 0% | 1 | #N/A | 165.56 | ok | special | 0 | 1 | blended_SDG&E CAM/DR Allocation_CAM and Demand Response Allocation | 0 | 0 | 1 | 1 | 1 | 1 | 1 | 1 | 1 | 1
SDCP | blended | SDG&E CAM/DR Allocation | 2025 | 8 | 0 | 154.43 |  | online |  | CAM and Demand Response Allocation | 44.02 | blended | 1 | unknown | unknown_2025_8 | 0% | 1 | #N/A | 154.43 | ok | special | 0 | 1 | blended_SDG&E CAM/DR Allocation_CAM and Demand Response Allocation | 0 | 0 | 1 | 1 | 1 | 1 | 1 | 1 | 1 | 1
SDCP | blended | SDG&E CAM/DR Allocation | 2025 | 9 | 0 | 172.22 |  | online |  | CAM and Demand Response Allocation | 44.53 | blended | 1 | unknown | unknown_2025_9 | 0% | 1 | #N/A | 172.22 | ok | special | 0 | 1 | blended_SDG&E CAM/DR Allocation_CAM and Demand Response Allocation | 0 | 0 | 1 | 1 | 1 | 1 | 1 | 1 | 1 | 1
SDCP | blended | SDG&E CAM/DR Allocation | 2025 | 10 | 0 | 176.4 |  | online |  | CAM and Demand Response Allocation | 45.52 | blended | 1 | unknown | unknown_2025_10 | 0% | 1 | #N/A | 176.4 | ok | special | 0 | 1 | blended_SDG&E CAM/DR Allocation_CAM and Demand Response Allocation | 0 | 0 | 1 | 1 | 1 | 1 | 1 | 1 | 1 | 1
SDCP | blended | SDG&E CAM/DR Allocation | 2025 | 11 | 0 | 179.48 |  | online |  | CAM and Demand Response Allocation | 52.09 | blended | 1 | unknown | unknown_2025_11 | 0% | 1 | #N/A | 179.48 | ok | special | 0 | 1 | blended_SDG&E CAM/DR Allocation_CAM and Demand Response Allocation | 0 | 0 | 1 | 1 | 1 | 1 | 1 | 1 | 1 | 1
SDCP | blended | SDG&E CAM/DR Allocation | 2025 | 12 | 0 | 158.35 |  | online |  | CAM and Demand Response Allocation | 48.52 | blended | 1 | unknown | unknown_2025_12 | 0% | 1 | #N/A | 158.35 | ok | special | 0 | 1 | blended_SDG&E CAM/DR Allocation_CAM and Demand Response Allocation | 0 | 0 | 1 | 1 | 1 | 1 | 1 | 1 | 1 | 1
SDCP | blended | SDG&E CAM/DR Allocation | 2026 | 1 | 0 | 0 |  | online |  | CAM and Demand Response Allocation | 51.714 | blended | 1 | unknown | unknown_2026_1 | 0% | 1 | #N/A | 0 | ok | special | 0 | 0 | blended_SDG&E CAM/DR Allocation_CAM and Demand Response Allocation | 0 | 0 | 1 | 1 | 1 | 1 | 1 | 1 | 1 | 1
SDCP | blended | SDG&E CAM/DR Allocation | 2026 | 2 | 0 | 0 |  | online |  | CAM and Demand Response Allocation | 43.1686 | blended | 1 | unknown | unknown_2026_2 | 0% | 1 | #N/A | 0 | ok | special | 0 | 0 | blended_SDG&E CAM/DR Allocation_CAM and Demand Response Allocation | 0 | 0 | 1 | 1 | 1 | 1 | 1 | 1 | 1 | 1
SDCP | blended | SDG&E CAM/DR Allocation | 2026 | 3 | 0 | 10.72 |  | online |  | CAM and Demand Response Allocation | 43.6826 | blended | 1 | unknown | unknown_2026_3 | 0% | 1 | #N/A | 10.72 | ok | special | 0 | 1 | blended_SDG&E CAM/DR Allocation_CAM and Demand Response Allocation | 0 | 0 | 1 | 1 | 1 | 1 | 1 | 1 | 1 | 1
SDCP | blended | SDG&E CAM/DR Allocation | 2026 | 4 | 0 | 11.45 |  | online |  | CAM and Demand Response Allocation | 40.4187 | blended | 1 | unknown | unknown_2026_4 | 0% | 1 | #N/A | 11.45 | ok | special | 0 | 1 | blended_SDG&E CAM/DR Allocation_CAM and Demand Response Allocation | 0 | 0 | 1 | 1 | 1 | 1 | 1 | 1 | 1 | 1
SDCP | blended | SDG&E CAM/DR Allocation | 2026 | 5 | 0 | 10.81 |  | online |  | CAM and Demand Response Allocation | 47.49 | blended | 1 | unknown | unknown_2026_5 | 0% | 1 | #N/A | 10.81 | ok | special | 0 | 1 | blended_SDG&E CAM/DR Allocation_CAM and Demand Response Allocation | 0 | 0 | 1 | 1 | 1 | 1 | 1 | 1 | 1 | 1
SDCP | blended | SDG&E CAM/DR Allocation | 2026 | 6 | 0 | 174.06 |  | online |  | CAM and Demand Response Allocation | 43.94 | blended | 1 | unknown | unknown_2026_6 | 0% | 1 | #N/A | 174.06 | ok | special | 0 | 1 | blended_SDG&E CAM/DR Allocation_CAM and Demand Response Allocation | 0 | 0 | 1 | 1 | 1 | 1 | 1 | 1 | 1 | 1
SDCP | blended | SDG&E CAM/DR Allocation | 2026 | 7 | 0 | 165.56 |  | online |  | CAM and Demand Response Allocation | 45.34 | blended | 1 | unknown | unknown_2026_7 | 0% | 1 | #N/A | 165.56 | ok | special | 0 | 1 | blended_SDG&E CAM/DR Allocation_CAM and Demand Response Allocation | 0 | 0 | 1 | 1 | 1 | 1 | 1 | 1 | 1 | 1
SDCP | blended | SDG&E CAM/DR Allocation | 2026 | 8 | 0 | 154.43 |  | online |  | CAM and Demand Response Allocation | 44.02 | blended | 1 | unknown | unknown_2026_8 | 0% | 1 | #N/A | 154.43 | ok | special | 0 | 1 | blended_SDG&E CAM/DR Allocation_CAM and Demand Response Allocation | 0 | 0 | 1 | 1 | 1 | 1 | 1 | 1 | 1 | 1
SDCP | blended | SDG&E CAM/DR Allocation | 2026 | 9 | 0 | 172.22 |  | online |  | CAM and Demand Response Allocation | 44.53 | blended | 1 | unknown | unknown_2026_9 | 0% | 1 | #N/A | 172.22 | ok | special | 0 | 1 | blended_SDG&E CAM/DR Allocation_CAM and Demand Response Allocation | 0 | 0 | 1 | 1 | 1 | 1 | 1 | 1 | 1 | 1
SDCP | blended | SDG&E CAM/DR Allocation | 2026 | 10 | 0 | 176.4 |  | online |  | CAM and Demand Response Allocation | 45.52 | blended | 1 | unknown | unknown_2026_10 | 0% | 1 | #N/A | 176.4 | ok | special | 0 | 1 | blended_SDG&E CAM/DR Allocation_CAM and Demand Response Allocation | 0 | 0 | 1 | 1 | 1 | 1 | 1 | 1 | 1 | 1
SDCP | blended | SDG&E CAM/DR Allocation | 2026 | 11 | 0 | 179.48 |  | online |  | CAM and Demand Response Allocation | 52.09 | blended | 1 | unknown | unknown_2026_11 | 0% | 1 | #N/A | 179.48 | ok | special | 0 | 1 | blended_SDG&E CAM/DR Allocation_CAM and Demand Response Allocation | 0 | 0 | 1 | 1 | 1 | 1 | 1 | 1 | 1 | 1
SDCP | blended | SDG&E CAM/DR Allocation | 2026 | 12 | 0 | 158.35 |  | online |  | CAM and Demand Response Allocation | 48.52 | blended | 1 | unknown | unknown_2026_12 | 0% | 1 | #N/A | 158.35 | ok | special | 0 | 1 | blended_SDG&E CAM/DR Allocation_CAM and Demand Response Allocation | 0 | 0 | 1 | 1 | 1 | 1 | 1 | 1 | 1 | 1
SDCP | blended | SDG&E CAM/DR Allocation | 2027 | 1 | 0 | 0 |  | online |  | CAM and Demand Response Allocation | 51.714 | blended | 1 | unknown | unknown_2027_1 | 0% | 1 | #N/A | 0 | ok | special | 0 | 0 | blended_SDG&E CAM/DR Allocation_CAM and Demand Response Allocation | 0 | 0 | 1 | 1 | 1 | 1 | 1 | 1 | 1 | 1
SDCP | blended | SDG&E CAM/DR Allocation | 2027 | 2 | 0 | 0 |  | online |  | CAM and Demand Response Allocation | 43.1686 | blended | 1 | unknown | unknown_2027_2 | 0% | 1 | #N/A | 0 | ok | special | 0 | 0 | blended_SDG&E CAM/DR Allocation_CAM and Demand Response Allocation | 0 | 0 | 1 | 1 | 1 | 1 | 1 | 1 | 1 | 1
SDCP | blended | SDG&E CAM/DR Allocation | 2027 | 3 | 0 | 10.72 |  | online |  | CAM and Demand Response Allocation | 43.6826 | blended | 1 | unknown | unknown_2027_3 | 0% | 1 | #N/A | 10.72 | ok | special | 0 | 1 | blended_SDG&E CAM/DR Allocation_CAM and Demand Response Allocation | 0 | 0 | 1 | 1 | 1 | 1 | 1 | 1 | 1 | 1
SDCP | blended | SDG&E CAM/DR Allocation | 2027 | 4 | 0 | 11.45 |  | online |  | CAM and Demand Response Allocation | 40.4187 | blended | 1 | unknown | unknown_2027_4 | 0% | 1 | #N/A | 11.45 | ok | special | 0 | 1 | blended_SDG&E CAM/DR Allocation_CAM and Demand Response Allocation | 0 | 0 | 1 | 1 | 1 | 1 | 1 | 1 | 1 | 1
SDCP | blended | SDG&E CAM/DR Allocation | 2027 | 5 | 0 | 10.81 |  | online |  | CAM and Demand Response Allocation | 47.49 | blended | 1 | unknown | unknown_2027_5 | 0% | 1 | #N/A | 10.81 | ok | special | 0 | 1 | blended_SDG&E CAM/DR Allocation_CAM and Demand Response Allocation | 0 | 0 | 1 | 1 | 1 | 1 | 1 | 1 | 1 | 1
SDCP | blended | SDG&E CAM/DR Allocation | 2027 | 6 | 0 | 174.06 |  | online |  | CAM and Demand Response Allocation | 43.94 | blended | 1 | unknown | unknown_2027_6 | 0% | 1 | #N/A | 174.06 | ok | special | 0 | 1 | blended_SDG&E CAM/DR Allocation_CAM and Demand Response Allocation | 0 | 0 | 1 | 1 | 1 | 1 | 1 | 1 | 1 | 1
SDCP | blended | SDG&E CAM/DR Allocation | 2027 | 7 | 0 | 165.56 |  | online |  | CAM and Demand Response Allocation | 45.34 | blended | 1 | unknown | unknown_2027_7 | 0% | 1 | #N/A | 165.56 | ok | special | 0 | 1 | blended_SDG&E CAM/DR Allocation_CAM and Demand Response Allocation | 0 | 0 | 1 | 1 | 1 | 1 | 1 | 1 | 1 | 1
SDCP | blended | SDG&E CAM/DR Allocation | 2027 | 8 | 0 | 154.43 |  | online |  | CAM and Demand Response Allocation | 44.02 | blended | 1 | unknown | unknown_2027_8 | 0% | 1 | #N/A | 154.43 | ok | special | 0 | 1 | blended_SDG&E CAM/DR Allocation_CAM and Demand Response Allocation | 0 | 0 | 1 | 1 | 1 | 1 | 1 | 1 | 1 | 1
SDCP | blended | SDG&E CAM/DR Allocation | 2027 | 9 | 0 | 172.22 |  | online |  | CAM and Demand Response Allocation | 44.53 | blended | 1 | unknown | unknown_2027_9 | 0% | 1 | #N/A | 172.22 | ok | special | 0 | 1 | blended_SDG&E CAM/DR Allocation_CAM and Demand Response Allocation | 0 | 0 | 1 | 1 | 1 | 1 | 1 | 1 | 1 | 1
SDCP | blended | SDG&E CAM/DR Allocation | 2027 | 10 | 0 | 176.4 |  | online |  | CAM and Demand Response Allocation | 45.52 | blended | 1 | unknown | unknown_2027_10 | 0% | 1 | #N/A | 176.4 | ok | special | 0 | 1 | blended_SDG&E CAM/DR Allocation_CAM and Demand Response Allocation | 0 | 0 | 1 | 1 | 1 | 1 | 1 | 1 | 1 | 1
SDCP | blended | SDG&E CAM/DR Allocation | 2027 | 11 | 0 | 179.48 |  | online |  | CAM and Demand Response Allocation | 52.09 | blended | 1 | unknown | unknown_2027_11 | 0% | 1 | #N/A | 179.48 | ok | special | 0 | 1 | blended_SDG&E CAM/DR Allocation_CAM and Demand Response Allocation | 0 | 0 | 1 | 1 | 1 | 1 | 1 | 1 | 1 | 1
SDCP | blended | SDG&E CAM/DR Allocation | 2027 | 12 | 0 | 158.35 |  | online |  | CAM and Demand Response Allocation | 48.52 | blended | 1 | unknown | unknown_2027_12 | 0% | 1 | #N/A | 158.35 | ok | special | 0 | 1 | blended_SDG&E CAM/DR Allocation_CAM and Demand Response Allocation | 0 | 0 | 1 | 1 | 1 | 1 | 1 | 1 | 1 | 1
SDCP | blended | SDG&E CAM/DR Allocation | 2028 | 1 | 0 | 0 |  | online |  | CAM and Demand Response Allocation | 51.714 | blended | 1 | unknown | unknown_2028_1 | 0% | 1 | #N/A | 0 | ok | special | 0 | 0 | blended_SDG&E CAM/DR Allocation_CAM and Demand Response Allocation | 0 | 0 | 1 | 1 | 1 | 1 | 1 | 1 | 1 | 1
SDCP | blended | SDG&E CAM/DR Allocation | 2028 | 2 | 0 | 0 |  | online |  | CAM and Demand Response Allocation | 43.1686 | blended | 1 | unknown | unknown_2028_2 | 0% | 1 | #N/A | 0 | ok | special | 0 | 0 | blended_SDG&E CAM/DR Allocation_CAM and Demand Response Allocation | 0 | 0 | 1 | 1 | 1 | 1 | 1 | 1 | 1 | 1
SDCP | blended | SDG&E CAM/DR Allocation | 2028 | 3 | 0 | 10.72 |  | online |  | CAM and Demand Response Allocation | 43.6826 | blended | 1 | unknown | unknown_2028_3 | 0% | 1 | #N/A | 10.72 | ok | special | 0 | 1 | blended_SDG&E CAM/DR Allocation_CAM and Demand Response Allocation | 0 | 0 | 1 | 1 | 1 | 1 | 1 | 1 | 1 | 1
SDCP | blended | SDG&E CAM/DR Allocation | 2028 | 4 | 0 | 11.45 |  | online |  | CAM and Demand Response Allocation | 40.4187 | blended | 1 | unknown | unknown_2028_4 | 0% | 1 | #N/A | 11.45 | ok | special | 0 | 1 | blended_SDG&E CAM/DR Allocation_CAM and Demand Response Allocation | 0 | 0 | 1 | 1 | 1 | 1 | 1 | 1 | 1 | 1
SDCP | blended | SDG&E CAM/DR Allocation | 2028 | 5 | 0 | 10.81 |  | online |  | CAM and Demand Response Allocation | 47.49 | blended | 1 | unknown | unknown_2028_5 | 0% | 1 | #N/A | 10.81 | ok | special | 0 | 1 | blended_SDG&E CAM/DR Allocation_CAM and Demand Response Allocation | 0 | 0 | 1 | 1 | 1 | 1 | 1 | 1 | 1 | 1
SDCP | blended | SDG&E CAM/DR Allocation | 2028 | 6 | 0 | 174.06 |  | online |  | CAM and Demand Response Allocation | 43.94 | blended | 1 | unknown | unknown_2028_6 | 0% | 1 | #N/A | 174.06 | ok | special | 0 | 1 | blended_SDG&E CAM/DR Allocation_CAM and Demand Response Allocation | 0 | 0 | 1 | 1 | 1 | 1 | 1 | 1 | 1 | 1
SDCP | blended | SDG&E CAM/DR Allocation | 2028 | 7 | 0 | 165.56 |  | online |  | CAM and Demand Response Allocation | 45.34 | blended | 1 | unknown | unknown_2028_7 | 0% | 1 | #N/A | 165.56 | ok | special | 0 | 1 | blended_SDG&E CAM/DR Allocation_CAM and Demand Response Allocation | 0 | 0 | 1 | 1 | 1 | 1 | 1 | 1 | 1 | 1
SDCP | blended | SDG&E CAM/DR Allocation | 2028 | 8 | 0 | 154.43 |  | online |  | CAM and Demand Response Allocation | 44.02 | blended | 1 | unknown | unknown_2028_8 | 0% | 1 | #N/A | 154.43 | ok | special | 0 | 1 | blended_SDG&E CAM/DR Allocation_CAM and Demand Response Allocation | 0 | 0 | 1 | 1 | 1 | 1 | 1 | 1 | 1 | 1
SDCP | blended | SDG&E CAM/DR Allocation | 2028 | 9 | 0 | 172.22 |  | online |  | CAM and Demand Response Allocation | 44.53 | blended | 1 | unknown | unknown_2028_9 | 0% | 1 | #N/A | 172.22 | ok | special | 0 | 1 | blended_SDG&E CAM/DR Allocation_CAM and Demand Response Allocation | 0 | 0 | 1 | 1 | 1 | 1 | 1 | 1 | 1 | 1
SDCP | blended | SDG&E CAM/DR Allocation | 2028 | 10 | 0 | 176.4 |  | online |  | CAM and Demand Response Allocation | 45.52 | blended | 1 | unknown | unknown_2028_10 | 0% | 1 | #N/A | 176.4 | ok | special | 0 | 1 | blended_SDG&E CAM/DR Allocation_CAM and Demand Response Allocation | 0 | 0 | 1 | 1 | 1 | 1 | 1 | 1 | 1 | 1
SDCP | blended | SDG&E CAM/DR Allocation | 2028 | 11 | 0 | 179.48 |  | online |  | CAM and Demand Response Allocation | 52.09 | blended | 1 | unknown | unknown_2028_11 | 0% | 1 | #N/A | 179.48 | ok | special | 0 | 1 | blended_SDG&E CAM/DR Allocation_CAM and Demand Response Allocation | 0 | 0 | 1 | 1 | 1 | 1 | 1 | 1 | 1 | 1
SDCP | blended | SDG&E CAM/DR Allocation | 2028 | 12 | 0 | 158.35 |  | online |  | CAM and Demand Response Allocation | 48.52 | blended | 1 | unknown | unknown_2028_12 | 0% | 1 | #N/A | 158.35 | ok | special | 0 | 1 | blended_SDG&E CAM/DR Allocation_CAM and Demand Response Allocation | 0 | 0 | 1 | 1 | 1 | 1 | 1 | 1 | 1 | 1
SDCP | blended | SDG&E CAM/DR Allocation | 2029 | 1 | 0 | 0 |  | online |  | CAM and Demand Response Allocation | 51.714 | blended | 1 | unknown | unknown_2029_1 | 0% | 1 | #N/A | 0 | ok | special | 0 | 0 | blended_SDG&E CAM/DR Allocation_CAM and Demand Response Allocation | 0 | 0 | 1 | 1 | 1 | 1 | 1 | 1 | 1 | 1
SDCP | blended | SDG&E CAM/DR Allocation | 2029 | 2 | 0 | 0 |  | online |  | CAM and Demand Response Allocation | 43.1686 | blended | 1 | unknown | unknown_2029_2 | 0% | 1 | #N/A | 0 | ok | special | 0 | 0 | blended_SDG&E CAM/DR Allocation_CAM and Demand Response Allocation | 0 | 0 | 1 | 1 | 1 | 1 | 1 | 1 | 1 | 1
SDCP | blended | SDG&E CAM/DR Allocation | 2029 | 3 | 0 | 10.72 |  | online |  | CAM and Demand Response Allocation | 43.6826 | blended | 1 | unknown | unknown_2029_3 | 0% | 1 | #N/A | 10.72 | ok | special | 0 | 1 | blended_SDG&E CAM/DR Allocation_CAM and Demand Response Allocation | 0 | 0 | 1 | 1 | 1 | 1 | 1 | 1 | 1 | 1
SDCP | blended | SDG&E CAM/DR Allocation | 2029 | 4 | 0 | 11.45 |  | online |  | CAM and Demand Response Allocation | 40.4187 | blended | 1 | unknown | unknown_2029_4 | 0% | 1 | #N/A | 11.45 | ok | special | 0 | 1 | blended_SDG&E CAM/DR Allocation_CAM and Demand Response Allocation | 0 | 0 | 1 | 1 | 1 | 1 | 1 | 1 | 1 | 1
SDCP | blended | SDG&E CAM/DR Allocation | 2029 | 5 | 0 | 10.81 |  | online |  | CAM and Demand Response Allocation | 47.49 | blended | 1 | unknown | unknown_2029_5 | 0% | 1 | #N/A | 10.81 | ok | special | 0 | 1 | blended_SDG&E CAM/DR Allocation_CAM and Demand Response Allocation | 0 | 0 | 1 | 1 | 1 | 1 | 1 | 1 | 1 | 1
SDCP | blended | SDG&E CAM/DR Allocation | 2029 | 6 | 0 | 174.06 |  | online |  | CAM and Demand Response Allocation | 43.94 | blended | 1 | unknown | unknown_2029_6 | 0% | 1 | #N/A | 174.06 | ok | special | 0 | 1 | blended_SDG&E CAM/DR Allocation_CAM and Demand Response Allocation | 0 | 0 | 1 | 1 | 1 | 1 | 1 | 1 | 1 | 1
SDCP | blended | SDG&E CAM/DR Allocation | 2029 | 7 | 0 | 165.56 |  | online |  | CAM and Demand Response Allocation | 45.34 | blended | 1 | unknown | unknown_2029_7 | 0% | 1 | #N/A | 165.56 | ok | special | 0 | 1 | blended_SDG&E CAM/DR Allocation_CAM and Demand Response Allocation | 0 | 0 | 1 | 1 | 1 | 1 | 1 | 1 | 1 | 1
SDCP | blended | SDG&E CAM/DR Allocation | 2029 | 8 | 0 | 154.43 |  | online |  | CAM and Demand Response Allocation | 44.02 | blended | 1 | unknown | unknown_2029_8 | 0% | 1 | #N/A | 154.43 | ok | special | 0 | 1 | blended_SDG&E CAM/DR Allocation_CAM and Demand Response Allocation | 0 | 0 | 1 | 1 | 1 | 1 | 1 | 1 | 1 | 1
SDCP | blended | SDG&E CAM/DR Allocation | 2029 | 9 | 0 | 172.22 |  | online |  | CAM and Demand Response Allocation | 44.53 | blended | 1 | unknown | unknown_2029_9 | 0% | 1 | #N/A | 172.22 | ok | special | 0 | 1 | blended_SDG&E CAM/DR Allocation_CAM and Demand Response Allocation | 0 | 0 | 1 | 1 | 1 | 1 | 1 | 1 | 1 | 1
SDCP | blended | SDG&E CAM/DR Allocation | 2029 | 10 | 0 | 176.4 |  | online |  | CAM and Demand Response Allocation | 45.52 | blended | 1 | unknown | unknown_2029_10 | 0% | 1 | #N/A | 176.4 | ok | special | 0 | 1 | blended_SDG&E CAM/DR Allocation_CAM and Demand Response Allocation | 0 | 0 | 1 | 1 | 1 | 1 | 1 | 1 | 1 | 1
SDCP | blended | SDG&E CAM/DR Allocation | 2029 | 11 | 0 | 179.48 |  | online |  | CAM and Demand Response Allocation | 52.09 | blended | 1 | unknown | unknown_2029_11 | 0% | 1 | #N/A | 179.48 | ok | special | 0 | 1 | blended_SDG&E CAM/DR Allocation_CAM and Demand Response Allocation | 0 | 0 | 1 | 1 | 1 | 1 | 1 | 1 | 1 | 1
SDCP | blended | SDG&E CAM/DR Allocation | 2029 | 12 | 0 | 158.35 |  | online |  | CAM and Demand Response Allocation | 48.52 | blended | 1 | unknown | unknown_2029_12 | 0% | 1 | #N/A | 158.35 | ok | special | 0 | 1 | blended_SDG&E CAM/DR Allocation_CAM and Demand Response Allocation | 0 | 0 | 1 | 1 | 1 | 1 | 1 | 1 | 1 | 1
SDCP | blended | SDG&E CAM/DR Allocation | 2030 | 1 | 0 | 0 |  | online |  | CAM and Demand Response Allocation | 51.714 | blended | 1 | unknown | unknown_2030_1 | 0% | 1 | #N/A | 0 | ok | special | 0 | 0 | blended_SDG&E CAM/DR Allocation_CAM and Demand Response Allocation | 0 | 0 | 1 | 1 | 1 | 1 | 1 | 1 | 1 | 1
SDCP | blended | SDG&E CAM/DR Allocation | 2030 | 2 | 0 | 0 |  | online |  | CAM and Demand Response Allocation | 43.1686 | blended | 1 | unknown | unknown_2030_2 | 0% | 1 | #N/A | 0 | ok | special | 0 | 0 | blended_SDG&E CAM/DR Allocation_CAM and Demand Response Allocation | 0 | 0 | 1 | 1 | 1 | 1 | 1 | 1 | 1 | 1
SDCP | blended | SDG&E CAM/DR Allocation | 2030 | 3 | 0 | 10.72 |  | online |  | CAM and Demand Response Allocation | 43.6826 | blended | 1 | unknown | unknown_2030_3 | 0% | 1 | #N/A | 10.72 | ok | special | 0 | 1 | blended_SDG&E CAM/DR Allocation_CAM and Demand Response Allocation | 0 | 0 | 1 | 1 | 1 | 1 | 1 | 1 | 1 | 1
SDCP | blended | SDG&E CAM/DR Allocation | 2030 | 4 | 0 | 11.45 |  | online |  | CAM and Demand Response Allocation | 40.4187 | blended | 1 | unknown | unknown_2030_4 | 0% | 1 | #N/A | 11.45 | ok | special | 0 | 1 | blended_SDG&E CAM/DR Allocation_CAM and Demand Response Allocation | 0 | 0 | 1 | 1 | 1 | 1 | 1 | 1 | 1 | 1
SDCP | blended | SDG&E CAM/DR Allocation | 2030 | 5 | 0 | 10.81 |  | online |  | CAM and Demand Response Allocation | 47.49 | blended | 1 | unknown | unknown_2030_5 | 0% | 1 | #N/A | 10.81 | ok | special | 0 | 1 | blended_SDG&E CAM/DR Allocation_CAM and Demand Response Allocation | 0 | 0 | 1 | 1 | 1 | 1 | 1 | 1 | 1 | 1
SDCP | blended | SDG&E CAM/DR Allocation | 2030 | 6 | 0 | 174.06 |  | online |  | CAM and Demand Response Allocation | 43.94 | blended | 1 | unknown | unknown_2030_6 | 0% | 1 | #N/A | 174.06 | ok | special | 0 | 1 | blended_SDG&E CAM/DR Allocation_CAM and Demand Response Allocation | 0 | 0 | 1 | 1 | 1 | 1 | 1 | 1 | 1 | 1
SDCP | blended | SDG&E CAM/DR Allocation | 2030 | 7 | 0 | 165.56 |  | online |  | CAM and Demand Response Allocation | 45.34 | blended | 1 | unknown | unknown_2030_7 | 0% | 1 | #N/A | 165.56 | ok | special | 0 | 1 | blended_SDG&E CAM/DR Allocation_CAM and Demand Response Allocation | 0 | 0 | 1 | 1 | 1 | 1 | 1 | 1 | 1 | 1
SDCP | blended | SDG&E CAM/DR Allocation | 2030 | 8 | 0 | 154.43 |  | online |  | CAM and Demand Response Allocation | 44.02 | blended | 1 | unknown | unknown_2030_8 | 0% | 1 | #N/A | 154.43 | ok | special | 0 | 1 | blended_SDG&E CAM/DR Allocation_CAM and Demand Response Allocation | 0 | 0 | 1 | 1 | 1 | 1 | 1 | 1 | 1 | 1
SDCP | blended | SDG&E CAM/DR Allocation | 2030 | 9 | 0 | 172.22 |  | online |  | CAM and Demand Response Allocation | 44.53 | blended | 1 | unknown | unknown_2030_9 | 0% | 1 | #N/A | 172.22 | ok | special | 0 | 1 | blended_SDG&E CAM/DR Allocation_CAM and Demand Response Allocation | 0 | 0 | 1 | 1 | 1 | 1 | 1 | 1 | 1 | 1
SDCP | blended | SDG&E CAM/DR Allocation | 2030 | 10 | 0 | 176.4 |  | online |  | CAM and Demand Response Allocation | 45.52 | blended | 1 | unknown | unknown_2030_10 | 0% | 1 | #N/A | 176.4 | ok | special | 0 | 1 | blended_SDG&E CAM/DR Allocation_CAM and Demand Response Allocation | 0 | 0 | 1 | 1 | 1 | 1 | 1 | 1 | 1 | 1
SDCP | blended | SDG&E CAM/DR Allocation | 2030 | 11 | 0 | 179.48 |  | online |  | CAM and Demand Response Allocation | 52.09 | blended | 1 | unknown | unknown_2030_11 | 0% | 1 | #N/A | 179.48 | ok | special | 0 | 1 | blended_SDG&E CAM/DR Allocation_CAM and Demand Response Allocation | 0 | 0 | 1 | 1 | 1 | 1 | 1 | 1 | 1 | 1
SDCP | blended | SDG&E CAM/DR Allocation | 2030 | 12 | 0 | 158.35 |  | online |  | CAM and Demand Response Allocation | 48.52 | blended | 1 | unknown | unknown_2030_12 | 0% | 1 | #N/A | 158.35 | ok | special | 0 | 1 | blended_SDG&E CAM/DR Allocation_CAM and Demand Response Allocation | 0 | 0 | 1 | 1 | 1 | 1 | 1 | 1 | 1 | 1
SDCP | existing_generic_instate_large_hydro | existing_generic_instate_large_hydro | 2021 | 1 | 0 | 0 |  | planned_existing |  | none | 0 | CAISO_Hydro | 1 | hydro | hydro_2021_1 | 60% | 1 | #N/A | 0 | ok | existing_generic | 0 | 0 | existing_generic_instate_large_hydro_existing_generic_instate_large_hydro_none | 1 | 15 | 1 | 1 | 1 | 1 | 1 | 1 | 1 | 1
SDCP | existing_generic_instate_large_hydro | existing_generic_instate_large_hydro | 2021 | 2 | 0 | 0 |  | planned_existing |  | none | 0 | CAISO_Hydro | 1 | hydro | hydro_2021_2 | 70% | 1 | #N/A | 0 | ok | existing_generic | 0 | 0 | existing_generic_instate_large_hydro_existing_generic_instate_large_hydro_none | 0 | 0 | 1 | 1 | 1 | 1 | 1 | 1 | 1 | 1
SDCP | existing_generic_instate_large_hydro | existing_generic_instate_large_hydro | 2021 | 3 | 26.2597 | 0 |  | planned_existing |  | none | 0 | CAISO_Hydro | 1 | hydro | hydro_2021_3 | 73% | 1 | #N/A | 0 | ok | existing_generic | 1 | 0 | existing_generic_instate_large_hydro_existing_generic_instate_large_hydro_none | 0 | 0 | 1 | 1 | 1 | 1 | 1 | 1 | 1 | 1
SDCP | existing_generic_instate_large_hydro | existing_generic_instate_large_hydro | 2021 | 4 | 26.2597 | 0 |  | planned_existing |  | none | 0 | CAISO_Hydro | 1 | hydro | hydro_2021_4 | 72% | 1 | #N/A | 0 | ok | existing_generic | 1 | 0 | existing_generic_instate_large_hydro_existing_generic_instate_large_hydro_none | 0 | 0 | 1 | 1 | 1 | 1 | 1 | 1 | 1 | 1
SDCP | existing_generic_instate_large_hydro | existing_generic_instate_large_hydro | 2021 | 5 | 26.2597 | 0 |  | planned_existing |  | none | 0 | CAISO_Hydro | 1 | hydro | hydro_2021_5 | 69% | 1 | #N/A | 0 | ok | existing_generic | 1 | 0 | existing_generic_instate_large_hydro_existing_generic_instate_large_hydro_none | 0 | 0 | 1 | 1 | 1 | 1 | 1 | 1 | 1 | 1
SDCP | existing_generic_instate_large_hydro | existing_generic_instate_large_hydro | 2021 | 6 | 26.2597 | 0 |  | planned_existing |  | none | 0 | CAISO_Hydro | 1 | hydro | hydro_2021_6 | 74% | 1 | #N/A | 0 | ok | existing_generic | 1 | 0 | existing_generic_instate_large_hydro_existing_generic_instate_large_hydro_none | 0 | 0 | 1 | 1 | 1 | 1 | 1 | 1 | 1 | 1
SDCP | existing_generic_instate_large_hydro | existing_generic_instate_large_hydro | 2021 | 7 | 26.2597 | 0 |  | planned_existing |  | none | 0 | CAISO_Hydro | 1 | hydro | hydro_2021_7 | 73% | 1 | #N/A | 0 | ok | existing_generic | 1 | 0 | existing_generic_instate_large_hydro_existing_generic_instate_large_hydro_none | 0 | 0 | 1 | 1 | 1 | 1 | 1 | 1 | 1 | 1
SDCP | existing_generic_instate_large_hydro | existing_generic_instate_large_hydro | 2021 | 8 | 26.2597 | 0 |  | planned_existing |  | none | 0 | CAISO_Hydro | 1 | hydro | hydro_2021_8 | 72% | 1 | #N/A | 0 | ok | existing_generic | 1 | 0 | existing_generic_instate_large_hydro_existing_generic_instate_large_hydro_none | 0 | 0 | 1 | 1 | 1 | 1 | 1 | 1 | 1 | 1
SDCP | existing_generic_instate_large_hydro | existing_generic_instate_large_hydro | 2021 | 9 | 26.2597 | 0 |  | planned_existing |  | none | 0 | CAISO_Hydro | 1 | hydro | hydro_2021_9 | 71% | 1 | #N/A | 0 | ok | existing_generic | 1 | 0 | existing_generic_instate_large_hydro_existing_generic_instate_large_hydro_none | 0 | 0 | 1 | 1 | 1 | 1 | 1 | 1 | 1 | 1
SDCP | existing_generic_instate_large_hydro | existing_generic_instate_large_hydro | 2021 | 10 | 26.2597 | 0 |  | planned_existing |  | none | 0 | CAISO_Hydro | 1 | hydro | hydro_2021_10 | 64% | 1 | #N/A | 0 | ok | existing_generic | 1 | 0 | existing_generic_instate_large_hydro_existing_generic_instate_large_hydro_none | 0 | 0 | 1 | 1 | 1 | 1 | 1 | 1 | 1 | 1
SDCP | existing_generic_instate_large_hydro | existing_generic_instate_large_hydro | 2021 | 11 | 26.2597 | 0 |  | planned_existing |  | none | 0 | CAISO_Hydro | 1 | hydro | hydro_2021_11 | 56% | 1 | #N/A | 0 | ok | existing_generic | 1 | 0 | existing_generic_instate_large_hydro_existing_generic_instate_large_hydro_none | 0 | 0 | 1 | 1 | 1 | 1 | 1 | 1 | 1 | 1
SDCP | existing_generic_instate_large_hydro | existing_generic_instate_large_hydro | 2021 | 12 | 26.2597 | 0 |  | planned_existing |  | none | 0 | CAISO_Hydro | 1 | hydro | hydro_2021_12 | 64% | 1 | #N/A | 0 | ok | existing_generic | 1 | 0 | existing_generic_instate_large_hydro_existing_generic_instate_large_hydro_none | 0 | 0 | 1 | 1 | 1 | 1 | 1 | 1 | 1 | 1
SDCP | existing_generic_instate_large_hydro | existing_generic_instate_large_hydro | 2022 | 1 | 63.191 | 0 |  | planned_existing |  | none | 0 | CAISO_Hydro | 1 | hydro | hydro_2022_1 | 60% | 1 | #N/A | 0 | ok | existing_generic | 1 | 0 | existing_generic_instate_large_hydro_existing_generic_instate_large_hydro_none | 0 | 0 | 1 | 1 | 1 | 1 | 1 | 1 | 1 | 1
SDCP | existing_generic_instate_large_hydro | existing_generic_instate_large_hydro | 2022 | 2 | 63.191 | 0 |  | planned_existing |  | none | 0 | CAISO_Hydro | 1 | hydro | hydro_2022_2 | 70% | 1 | #N/A | 0 | ok | existing_generic | 1 | 0 | existing_generic_instate_large_hydro_existing_generic_instate_large_hydro_none | 0 | 0 | 1 | 1 | 1 | 1 | 1 | 1 | 1 | 1
SDCP | existing_generic_instate_large_hydro | existing_generic_instate_large_hydro | 2022 | 3 | 63.191 | 0 |  | planned_existing |  | none | 0 | CAISO_Hydro | 1 | hydro | hydro_2022_3 | 73% | 1 | #N/A | 0 | ok | existing_generic | 1 | 0 | existing_generic_instate_large_hydro_existing_generic_instate_large_hydro_none | 0 | 0 | 1 | 1 | 1 | 1 | 1 | 1 | 1 | 1
SDCP | existing_generic_instate_large_hydro | existing_generic_instate_large_hydro | 2022 | 4 | 63.191 | 0 |  | planned_existing |  | none | 0 | CAISO_Hydro | 1 | hydro | hydro_2022_4 | 72% | 1 | #N/A | 0 | ok | existing_generic | 1 | 0 | existing_generic_instate_large_hydro_existing_generic_instate_large_hydro_none | 0 | 0 | 1 | 1 | 1 | 1 | 1 | 1 | 1 | 1
SDCP | existing_generic_instate_large_hydro | existing_generic_instate_large_hydro | 2022 | 5 | 63.191 | 0 |  | planned_existing |  | none | 0 | CAISO_Hydro | 1 | hydro | hydro_2022_5 | 69% | 1 | #N/A | 0 | ok | existing_generic | 1 | 0 | existing_generic_instate_large_hydro_existing_generic_instate_large_hydro_none | 0 | 0 | 1 | 1 | 1 | 1 | 1 | 1 | 1 | 1
SDCP | existing_generic_instate_large_hydro | existing_generic_instate_large_hydro | 2022 | 6 | 63.191 | 0 |  | planned_existing |  | none | 0 | CAISO_Hydro | 1 | hydro | hydro_2022_6 | 74% | 1 | #N/A | 0 | ok | existing_generic | 1 | 0 | existing_generic_instate_large_hydro_existing_generic_instate_large_hydro_none | 0 | 0 | 1 | 1 | 1 | 1 | 1 | 1 | 1 | 1
SDCP | existing_generic_instate_large_hydro | existing_generic_instate_large_hydro | 2022 | 7 | 63.191 | 0 |  | planned_existing |  | none | 0 | CAISO_Hydro | 1 | hydro | hydro_2022_7 | 73% | 1 | #N/A | 0 | ok | existing_generic | 1 | 0 | existing_generic_instate_large_hydro_existing_generic_instate_large_hydro_none | 0 | 0 | 1 | 1 | 1 | 1 | 1 | 1 | 1 | 1
SDCP | existing_generic_instate_large_hydro | existing_generic_instate_large_hydro | 2022 | 8 | 63.191 | 0 |  | planned_existing |  | none | 0 | CAISO_Hydro | 1 | hydro | hydro_2022_8 | 72% | 1 | #N/A | 0 | ok | existing_generic | 1 | 0 | existing_generic_instate_large_hydro_existing_generic_instate_large_hydro_none | 0 | 0 | 1 | 1 | 1 | 1 | 1 | 1 | 1 | 1
SDCP | existing_generic_instate_large_hydro | existing_generic_instate_large_hydro | 2022 | 9 | 63.191 | 0 |  | planned_existing |  | none | 0 | CAISO_Hydro | 1 | hydro | hydro_2022_9 | 71% | 1 | #N/A | 0 | ok | existing_generic | 1 | 0 | existing_generic_instate_large_hydro_existing_generic_instate_large_hydro_none | 0 | 0 | 1 | 1 | 1 | 1 | 1 | 1 | 1 | 1
SDCP | existing_generic_instate_large_hydro | existing_generic_instate_large_hydro | 2022 | 10 | 63.191 | 0 |  | planned_existing |  | none | 0 | CAISO_Hydro | 1 | hydro | hydro_2022_10 | 64% | 1 | #N/A | 0 | ok | existing_generic | 1 | 0 | existing_generic_instate_large_hydro_existing_generic_instate_large_hydro_none | 0 | 0 | 1 | 1 | 1 | 1 | 1 | 1 | 1 | 1
SDCP | existing_generic_instate_large_hydro | existing_generic_instate_large_hydro | 2022 | 11 | 63.191 | 0 |  | planned_existing |  | none | 0 | CAISO_Hydro | 1 | hydro | hydro_2022_11 | 56% | 1 | #N/A | 0 | ok | existing_generic | 1 | 0 | existing_generic_instate_large_hydro_existing_generic_instate_large_hydro_none | 0 | 0 | 1 | 1 | 1 | 1 | 1 | 1 | 1 | 1
SDCP | existing_generic_instate_large_hydro | existing_generic_instate_large_hydro | 2022 | 12 | 63.191 | 0 |  | planned_existing |  | none | 0 | CAISO_Hydro | 1 | hydro | hydro_2022_12 | 64% | 1 | #N/A | 0 | ok | existing_generic | 1 | 0 | existing_generic_instate_large_hydro_existing_generic_instate_large_hydro_none | 0 | 0 | 1 | 1 | 1 | 1 | 1 | 1 | 1 | 1
SDCP | existing_generic_instate_large_hydro | existing_generic_instate_large_hydro | 2023 | 1 | 66.091 | 0 |  | planned_existing |  | none | 0 | CAISO_Hydro | 1 | hydro | hydro_2023_1 | 60% | 1 | #N/A | 0 | ok | existing_generic | 1 | 0 | existing_generic_instate_large_hydro_existing_generic_instate_large_hydro_none | 0 | 0 | 1 | 1 | 1 | 1 | 1 | 1 | 1 | 1
SDCP | existing_generic_instate_large_hydro | existing_generic_instate_large_hydro | 2023 | 2 | 66.091 | 0 |  | planned_existing |  | none | 0 | CAISO_Hydro | 1 | hydro | hydro_2023_2 | 70% | 1 | #N/A | 0 | ok | existing_generic | 1 | 0 | existing_generic_instate_large_hydro_existing_generic_instate_large_hydro_none | 0 | 0 | 1 | 1 | 1 | 1 | 1 | 1 | 1 | 1
SDCP | existing_generic_instate_large_hydro | existing_generic_instate_large_hydro | 2023 | 3 | 66.091 | 0 |  | planned_existing |  | none | 0 | CAISO_Hydro | 1 | hydro | hydro_2023_3 | 73% | 1 | #N/A | 0 | ok | existing_generic | 1 | 0 | existing_generic_instate_large_hydro_existing_generic_instate_large_hydro_none | 0 | 0 | 1 | 1 | 1 | 1 | 1 | 1 | 1 | 1
SDCP | existing_generic_instate_large_hydro | existing_generic_instate_large_hydro | 2023 | 4 | 66.091 | 0 |  | planned_existing |  | none | 0 | CAISO_Hydro | 1 | hydro | hydro_2023_4 | 72% | 1 | #N/A | 0 | ok | existing_generic | 1 | 0 | existing_generic_instate_large_hydro_existing_generic_instate_large_hydro_none | 0 | 0 | 1 | 1 | 1 | 1 | 1 | 1 | 1 | 1
SDCP | existing_generic_instate_large_hydro | existing_generic_instate_large_hydro | 2023 | 5 | 66.091 | 0 |  | planned_existing |  | none | 0 | CAISO_Hydro | 1 | hydro | hydro_2023_5 | 69% | 1 | #N/A | 0 | ok | existing_generic | 1 | 0 | existing_generic_instate_large_hydro_existing_generic_instate_large_hydro_none | 0 | 0 | 1 | 1 | 1 | 1 | 1 | 1 | 1 | 1
SDCP | existing_generic_instate_large_hydro | existing_generic_instate_large_hydro | 2023 | 6 | 66.091 | 0 |  | planned_existing |  | none | 0 | CAISO_Hydro | 1 | hydro | hydro_2023_6 | 74% | 1 | #N/A | 0 | ok | existing_generic | 1 | 0 | existing_generic_instate_large_hydro_existing_generic_instate_large_hydro_none | 0 | 0 | 1 | 1 | 1 | 1 | 1 | 1 | 1 | 1
SDCP | existing_generic_instate_large_hydro | existing_generic_instate_large_hydro | 2023 | 7 | 66.091 | 0 |  | planned_existing |  | none | 0 | CAISO_Hydro | 1 | hydro | hydro_2023_7 | 73% | 1 | #N/A | 0 | ok | existing_generic | 1 | 0 | existing_generic_instate_large_hydro_existing_generic_instate_large_hydro_none | 0 | 0 | 1 | 1 | 1 | 1 | 1 | 1 | 1 | 1
SDCP | existing_generic_instate_large_hydro | existing_generic_instate_large_hydro | 2023 | 8 | 66.091 | 0 |  | planned_existing |  | none | 0 | CAISO_Hydro | 1 | hydro | hydro_2023_8 | 72% | 1 | #N/A | 0 | ok | existing_generic | 1 | 0 | existing_generic_instate_large_hydro_existing_generic_instate_large_hydro_none | 0 | 0 | 1 | 1 | 1 | 1 | 1 | 1 | 1 | 1
SDCP | existing_generic_instate_large_hydro | existing_generic_instate_large_hydro | 2023 | 9 | 66.091 | 0 |  | planned_existing |  | none | 0 | CAISO_Hydro | 1 | hydro | hydro_2023_9 | 71% | 1 | #N/A | 0 | ok | existing_generic | 1 | 0 | existing_generic_instate_large_hydro_existing_generic_instate_large_hydro_none | 0 | 0 | 1 | 1 | 1 | 1 | 1 | 1 | 1 | 1
SDCP | existing_generic_instate_large_hydro | existing_generic_instate_large_hydro | 2023 | 10 | 66.091 | 0 |  | planned_existing |  | none | 0 | CAISO_Hydro | 1 | hydro | hydro_2023_10 | 64% | 1 | #N/A | 0 | ok | existing_generic | 1 | 0 | existing_generic_instate_large_hydro_existing_generic_instate_large_hydro_none | 0 | 0 | 1 | 1 | 1 | 1 | 1 | 1 | 1 | 1
SDCP | existing_generic_instate_large_hydro | existing_generic_instate_large_hydro | 2023 | 11 | 66.091 | 0 |  | planned_existing |  | none | 0 | CAISO_Hydro | 1 | hydro | hydro_2023_11 | 56% | 1 | #N/A | 0 | ok | existing_generic | 1 | 0 | existing_generic_instate_large_hydro_existing_generic_instate_large_hydro_none | 0 | 0 | 1 | 1 | 1 | 1 | 1 | 1 | 1 | 1
SDCP | existing_generic_instate_large_hydro | existing_generic_instate_large_hydro | 2023 | 12 | 66.091 | 0 |  | planned_existing |  | none | 0 | CAISO_Hydro | 1 | hydro | hydro_2023_12 | 64% | 1 | #N/A | 0 | ok | existing_generic | 1 | 0 | existing_generic_instate_large_hydro_existing_generic_instate_large_hydro_none | 0 | 0 | 1 | 1 | 1 | 1 | 1 | 1 | 1 | 1
SDCP | existing_generic_instate_large_hydro | existing_generic_instate_large_hydro | 2024 | 1 | 64.8007 | 0 |  | planned_existing |  | none | 0 | CAISO_Hydro | 1 | hydro | hydro_2024_1 | 60% | 1 | #N/A | 0 | ok | existing_generic | 1 | 0 | existing_generic_instate_large_hydro_existing_generic_instate_large_hydro_none | 0 | 0 | 1 | 1 | 1 | 1 | 1 | 1 | 1 | 1
SDCP | existing_generic_instate_large_hydro | existing_generic_instate_large_hydro | 2024 | 2 | 64.8007 | 0 |  | planned_existing |  | none | 0 | CAISO_Hydro | 1 | hydro | hydro_2024_2 | 70% | 1 | #N/A | 0 | ok | existing_generic | 1 | 0 | existing_generic_instate_large_hydro_existing_generic_instate_large_hydro_none | 0 | 0 | 1 | 1 | 1 | 1 | 1 | 1 | 1 | 1
SDCP | existing_generic_instate_large_hydro | existing_generic_instate_large_hydro | 2024 | 3 | 64.8007 | 0 |  | planned_existing |  | none | 0 | CAISO_Hydro | 1 | hydro | hydro_2024_3 | 73% | 1 | #N/A | 0 | ok | existing_generic | 1 | 0 | existing_generic_instate_large_hydro_existing_generic_instate_large_hydro_none | 0 | 0 | 1 | 1 | 1 | 1 | 1 | 1 | 1 | 1
SDCP | existing_generic_instate_large_hydro | existing_generic_instate_large_hydro | 2024 | 4 | 64.8007 | 0 |  | planned_existing |  | none | 0 | CAISO_Hydro | 1 | hydro | hydro_2024_4 | 72% | 1 | #N/A | 0 | ok | existing_generic | 1 | 0 | existing_generic_instate_large_hydro_existing_generic_instate_large_hydro_none | 0 | 0 | 1 | 1 | 1 | 1 | 1 | 1 | 1 | 1
SDCP | existing_generic_instate_large_hydro | existing_generic_instate_large_hydro | 2024 | 5 | 64.8007 | 0 |  | planned_existing |  | none | 0 | CAISO_Hydro | 1 | hydro | hydro_2024_5 | 69% | 1 | #N/A | 0 | ok | existing_generic | 1 | 0 | existing_generic_instate_large_hydro_existing_generic_instate_large_hydro_none | 0 | 0 | 1 | 1 | 1 | 1 | 1 | 1 | 1 | 1
SDCP | existing_generic_instate_large_hydro | existing_generic_instate_large_hydro | 2024 | 6 | 64.8007 | 0 |  | planned_existing |  | none | 0 | CAISO_Hydro | 1 | hydro | hydro_2024_6 | 74% | 1 | #N/A | 0 | ok | existing_generic | 1 | 0 | existing_generic_instate_large_hydro_existing_generic_instate_large_hydro_none | 0 | 0 | 1 | 1 | 1 | 1 | 1 | 1 | 1 | 1
SDCP | existing_generic_instate_large_hydro | existing_generic_instate_large_hydro | 2024 | 7 | 64.8007 | 0 |  | planned_existing |  | none | 0 | CAISO_Hydro | 1 | hydro | hydro_2024_7 | 73% | 1 | #N/A | 0 | ok | existing_generic | 1 | 0 | existing_generic_instate_large_hydro_existing_generic_instate_large_hydro_none | 0 | 0 | 1 | 1 | 1 | 1 | 1 | 1 | 1 | 1
SDCP | existing_generic_instate_large_hydro | existing_generic_instate_large_hydro | 2024 | 8 | 64.8007 | 0 |  | planned_existing |  | none | 0 | CAISO_Hydro | 1 | hydro | hydro_2024_8 | 72% | 1 | #N/A | 0 | ok | existing_generic | 1 | 0 | existing_generic_instate_large_hydro_existing_generic_instate_large_hydro_none | 0 | 0 | 1 | 1 | 1 | 1 | 1 | 1 | 1 | 1
SDCP | existing_generic_instate_large_hydro | existing_generic_instate_large_hydro | 2024 | 9 | 64.8007 | 0 |  | planned_existing |  | none | 0 | CAISO_Hydro | 1 | hydro | hydro_2024_9 | 71% | 1 | #N/A | 0 | ok | existing_generic | 1 | 0 | existing_generic_instate_large_hydro_existing_generic_instate_large_hydro_none | 0 | 0 | 1 | 1 | 1 | 1 | 1 | 1 | 1 | 1
SDCP | existing_generic_instate_large_hydro | existing_generic_instate_large_hydro | 2024 | 10 | 64.8007 | 0 |  | planned_existing |  | none | 0 | CAISO_Hydro | 1 | hydro | hydro_2024_10 | 64% | 1 | #N/A | 0 | ok | existing_generic | 1 | 0 | existing_generic_instate_large_hydro_existing_generic_instate_large_hydro_none | 0 | 0 | 1 | 1 | 1 | 1 | 1 | 1 | 1 | 1
SDCP | existing_generic_instate_large_hydro | existing_generic_instate_large_hydro | 2024 | 11 | 64.8007 | 0 |  | planned_existing |  | none | 0 | CAISO_Hydro | 1 | hydro | hydro_2024_11 | 56% | 1 | #N/A | 0 | ok | existing_generic | 1 | 0 | existing_generic_instate_large_hydro_existing_generic_instate_large_hydro_none | 0 | 0 | 1 | 1 | 1 | 1 | 1 | 1 | 1 | 1
SDCP | existing_generic_instate_large_hydro | existing_generic_instate_large_hydro | 2024 | 12 | 64.8007 | 0 |  | planned_existing |  | none | 0 | CAISO_Hydro | 1 | hydro | hydro_2024_12 | 64% | 1 | #N/A | 0 | ok | existing_generic | 1 | 0 | existing_generic_instate_large_hydro_existing_generic_instate_large_hydro_none | 0 | 0 | 1 | 1 | 1 | 1 | 1 | 1 | 1 | 1
SDCP | existing_generic_instate_large_hydro | existing_generic_instate_large_hydro | 2025 | 1 | 47.7773 | 0 |  | planned_existing |  | none | 0 | CAISO_Hydro | 1 | hydro | hydro_2025_1 | 60% | 1 | #N/A | 0 | ok | existing_generic | 1 | 0 | existing_generic_instate_large_hydro_existing_generic_instate_large_hydro_none | 0 | 0 | 1 | 1 | 1 | 1 | 1 | 1 | 1 | 1
SDCP | existing_generic_instate_large_hydro | existing_generic_instate_large_hydro | 2025 | 2 | 47.7773 | 0 |  | planned_existing |  | none | 0 | CAISO_Hydro | 1 | hydro | hydro_2025_2 | 70% | 1 | #N/A | 0 | ok | existing_generic | 1 | 0 | existing_generic_instate_large_hydro_existing_generic_instate_large_hydro_none | 0 | 0 | 1 | 1 | 1 | 1 | 1 | 1 | 1 | 1
SDCP | existing_generic_instate_large_hydro | existing_generic_instate_large_hydro | 2025 | 3 | 47.7773 | 0 |  | planned_existing |  | none | 0 | CAISO_Hydro | 1 | hydro | hydro_2025_3 | 73% | 1 | #N/A | 0 | ok | existing_generic | 1 | 0 | existing_generic_instate_large_hydro_existing_generic_instate_large_hydro_none | 0 | 0 | 1 | 1 | 1 | 1 | 1 | 1 | 1 | 1
SDCP | existing_generic_instate_large_hydro | existing_generic_instate_large_hydro | 2025 | 4 | 47.7773 | 0 |  | planned_existing |  | none | 0 | CAISO_Hydro | 1 | hydro | hydro_2025_4 | 72% | 1 | #N/A | 0 | ok | existing_generic | 1 | 0 | existing_generic_instate_large_hydro_existing_generic_instate_large_hydro_none | 0 | 0 | 1 | 1 | 1 | 1 | 1 | 1 | 1 | 1
SDCP | existing_generic_instate_large_hydro | existing_generic_instate_large_hydro | 2025 | 5 | 47.7773 | 0 |  | planned_existing |  | none | 0 | CAISO_Hydro | 1 | hydro | hydro_2025_5 | 69% | 1 | #N/A | 0 | ok | existing_generic | 1 | 0 | existing_generic_instate_large_hydro_existing_generic_instate_large_hydro_none | 0 | 0 | 1 | 1 | 1 | 1 | 1 | 1 | 1 | 1
SDCP | existing_generic_instate_large_hydro | existing_generic_instate_large_hydro | 2025 | 6 | 47.7773 | 0 |  | planned_existing |  | none | 0 | CAISO_Hydro | 1 | hydro | hydro_2025_6 | 74% | 1 | #N/A | 0 | ok | existing_generic | 1 | 0 | existing_generic_instate_large_hydro_existing_generic_instate_large_hydro_none | 0 | 0 | 1 | 1 | 1 | 1 | 1 | 1 | 1 | 1
SDCP | existing_generic_instate_large_hydro | existing_generic_instate_large_hydro | 2025 | 7 | 47.7773 | 0 |  | planned_existing |  | none | 0 | CAISO_Hydro | 1 | hydro | hydro_2025_7 | 73% | 1 | #N/A | 0 | ok | existing_generic | 1 | 0 | existing_generic_instate_large_hydro_existing_generic_instate_large_hydro_none | 0 | 0 | 1 | 1 | 1 | 1 | 1 | 1 | 1 | 1
SDCP | existing_generic_instate_large_hydro | existing_generic_instate_large_hydro | 2025 | 8 | 47.7773 | 0 |  | planned_existing |  | none | 0 | CAISO_Hydro | 1 | hydro | hydro_2025_8 | 72% | 1 | #N/A | 0 | ok | existing_generic | 1 | 0 | existing_generic_instate_large_hydro_existing_generic_instate_large_hydro_none | 0 | 0 | 1 | 1 | 1 | 1 | 1 | 1 | 1 | 1
SDCP | existing_generic_instate_large_hydro | existing_generic_instate_large_hydro | 2025 | 9 | 47.7773 | 0 |  | planned_existing |  | none | 0 | CAISO_Hydro | 1 | hydro | hydro_2025_9 | 71% | 1 | #N/A | 0 | ok | existing_generic | 1 | 0 | existing_generic_instate_large_hydro_existing_generic_instate_large_hydro_none | 0 | 0 | 1 | 1 | 1 | 1 | 1 | 1 | 1 | 1
SDCP | existing_generic_instate_large_hydro | existing_generic_instate_large_hydro | 2025 | 10 | 47.7773 | 0 |  | planned_existing |  | none | 0 | CAISO_Hydro | 1 | hydro | hydro_2025_10 | 64% | 1 | #N/A | 0 | ok | existing_generic | 1 | 0 | existing_generic_instate_large_hydro_existing_generic_instate_large_hydro_none | 0 | 0 | 1 | 1 | 1 | 1 | 1 | 1 | 1 | 1
SDCP | existing_generic_instate_large_hydro | existing_generic_instate_large_hydro | 2025 | 11 | 47.7773 | 0 |  | planned_existing |  | none | 0 | CAISO_Hydro | 1 | hydro | hydro_2025_11 | 56% | 1 | #N/A | 0 | ok | existing_generic | 1 | 0 | existing_generic_instate_large_hydro_existing_generic_instate_large_hydro_none | 0 | 0 | 1 | 1 | 1 | 1 | 1 | 1 | 1 | 1
SDCP | existing_generic_instate_large_hydro | existing_generic_instate_large_hydro | 2025 | 12 | 47.7773 | 0 |  | planned_existing |  | none | 0 | CAISO_Hydro | 1 | hydro | hydro_2025_12 | 64% | 1 | #N/A | 0 | ok | existing_generic | 1 | 0 | existing_generic_instate_large_hydro_existing_generic_instate_large_hydro_none | 0 | 0 | 1 | 1 | 1 | 1 | 1 | 1 | 1 | 1
SDCP | existing_generic_instate_large_hydro | existing_generic_instate_large_hydro | 2026 | 1 | 56.4532 | 0 |  | planned_existing |  | none | 0 | CAISO_Hydro | 1 | hydro | hydro_2026_1 | 60% | 1 | #N/A | 0 | ok | existing_generic | 1 | 0 | existing_generic_instate_large_hydro_existing_generic_instate_large_hydro_none | 0 | 0 | 1 | 1 | 1 | 1 | 1 | 1 | 1 | 1
SDCP | existing_generic_instate_large_hydro | existing_generic_instate_large_hydro | 2026 | 2 | 56.4532 | 0 |  | planned_existing |  | none | 0 | CAISO_Hydro | 1 | hydro | hydro_2026_2 | 70% | 1 | #N/A | 0 | ok | existing_generic | 1 | 0 | existing_generic_instate_large_hydro_existing_generic_instate_large_hydro_none | 0 | 0 | 1 | 1 | 1 | 1 | 1 | 1 | 1 | 1
SDCP | existing_generic_instate_large_hydro | existing_generic_instate_large_hydro | 2026 | 3 | 56.4532 | 0 |  | planned_existing |  | none | 0 | CAISO_Hydro | 1 | hydro | hydro_2026_3 | 73% | 1 | #N/A | 0 | ok | existing_generic | 1 | 0 | existing_generic_instate_large_hydro_existing_generic_instate_large_hydro_none | 0 | 0 | 1 | 1 | 1 | 1 | 1 | 1 | 1 | 1
SDCP | existing_generic_instate_large_hydro | existing_generic_instate_large_hydro | 2026 | 4 | 56.4532 | 0 |  | planned_existing |  | none | 0 | CAISO_Hydro | 1 | hydro | hydro_2026_4 | 72% | 1 | #N/A | 0 | ok | existing_generic | 1 | 0 | existing_generic_instate_large_hydro_existing_generic_instate_large_hydro_none | 0 | 0 | 1 | 1 | 1 | 1 | 1 | 1 | 1 | 1
SDCP | existing_generic_instate_large_hydro | existing_generic_instate_large_hydro | 2026 | 5 | 56.4532 | 0 |  | planned_existing |  | none | 0 | CAISO_Hydro | 1 | hydro | hydro_2026_5 | 69% | 1 | #N/A | 0 | ok | existing_generic | 1 | 0 | existing_generic_instate_large_hydro_existing_generic_instate_large_hydro_none | 0 | 0 | 1 | 1 | 1 | 1 | 1 | 1 | 1 | 1
SDCP | existing_generic_instate_large_hydro | existing_generic_instate_large_hydro | 2026 | 6 | 56.4532 | 0 |  | planned_existing |  | none | 0 | CAISO_Hydro | 1 | hydro | hydro_2026_6 | 74% | 1 | #N/A | 0 | ok | existing_generic | 1 | 0 | existing_generic_instate_large_hydro_existing_generic_instate_large_hydro_none | 0 | 0 | 1 | 1 | 1 | 1 | 1 | 1 | 1 | 1
SDCP | existing_generic_instate_large_hydro | existing_generic_instate_large_hydro | 2026 | 7 | 56.4532 | 0 |  | planned_existing |  | none | 0 | CAISO_Hydro | 1 | hydro | hydro_2026_7 | 73% | 1 | #N/A | 0 | ok | existing_generic | 1 | 0 | existing_generic_instate_large_hydro_existing_generic_instate_large_hydro_none | 0 | 0 | 1 | 1 | 1 | 1 | 1 | 1 | 1 | 1
SDCP | existing_generic_instate_large_hydro | existing_generic_instate_large_hydro | 2026 | 8 | 56.4532 | 0 |  | planned_existing |  | none | 0 | CAISO_Hydro | 1 | hydro | hydro_2026_8 | 72% | 1 | #N/A | 0 | ok | existing_generic | 1 | 0 | existing_generic_instate_large_hydro_existing_generic_instate_large_hydro_none | 0 | 0 | 1 | 1 | 1 | 1 | 1 | 1 | 1 | 1
SDCP | existing_generic_instate_large_hydro | existing_generic_instate_large_hydro | 2026 | 9 | 56.4532 | 0 |  | planned_existing |  | none | 0 | CAISO_Hydro | 1 | hydro | hydro_2026_9 | 71% | 1 | #N/A | 0 | ok | existing_generic | 1 | 0 | existing_generic_instate_large_hydro_existing_generic_instate_large_hydro_none | 0 | 0 | 1 | 1 | 1 | 1 | 1 | 1 | 1 | 1
SDCP | existing_generic_instate_large_hydro | existing_generic_instate_large_hydro | 2026 | 10 | 56.4532 | 0 |  | planned_existing |  | none | 0 | CAISO_Hydro | 1 | hydro | hydro_2026_10 | 64% | 1 | #N/A | 0 | ok | existing_generic | 1 | 0 | existing_generic_instate_large_hydro_existing_generic_instate_large_hydro_none | 0 | 0 | 1 | 1 | 1 | 1 | 1 | 1 | 1 | 1
SDCP | existing_generic_instate_large_hydro | existing_generic_instate_large_hydro | 2026 | 11 | 56.4532 | 0 |  | planned_existing |  | none | 0 | CAISO_Hydro | 1 | hydro | hydro_2026_11 | 56% | 1 | #N/A | 0 | ok | existing_generic | 1 | 0 | existing_generic_instate_large_hydro_existing_generic_instate_large_hydro_none | 0 | 0 | 1 | 1 | 1 | 1 | 1 | 1 | 1 | 1
SDCP | existing_generic_instate_large_hydro | existing_generic_instate_large_hydro | 2026 | 12 | 56.4532 | 0 |  | planned_existing |  | none | 0 | CAISO_Hydro | 1 | hydro | hydro_2026_12 | 64% | 1 | #N/A | 0 | ok | existing_generic | 1 | 0 | existing_generic_instate_large_hydro_existing_generic_instate_large_hydro_none | 0 | 0 | 1 | 1 | 1 | 1 | 1 | 1 | 1 | 1
SDCP | existing_generic_instate_large_hydro | existing_generic_instate_large_hydro | 2027 | 1 | 59.8291 | 0 |  | planned_existing |  | none | 0 | CAISO_Hydro | 1 | hydro | hydro_2027_1 | 60% | 1 | #N/A | 0 | ok | existing_generic | 1 | 0 | existing_generic_instate_large_hydro_existing_generic_instate_large_hydro_none | 0 | 0 | 1 | 1 | 1 | 1 | 1 | 1 | 1 | 1
SDCP | existing_generic_instate_large_hydro | existing_generic_instate_large_hydro | 2027 | 2 | 59.8291 | 0 |  | planned_existing |  | none | 0 | CAISO_Hydro | 1 | hydro | hydro_2027_2 | 70% | 1 | #N/A | 0 | ok | existing_generic | 1 | 0 | existing_generic_instate_large_hydro_existing_generic_instate_large_hydro_none | 0 | 0 | 1 | 1 | 1 | 1 | 1 | 1 | 1 | 1
SDCP | existing_generic_instate_large_hydro | existing_generic_instate_large_hydro | 2027 | 3 | 59.8291 | 0 |  | planned_existing |  | none | 0 | CAISO_Hydro | 1 | hydro | hydro_2027_3 | 73% | 1 | #N/A | 0 | ok | existing_generic | 1 | 0 | existing_generic_instate_large_hydro_existing_generic_instate_large_hydro_none | 0 | 0 | 1 | 1 | 1 | 1 | 1 | 1 | 1 | 1
SDCP | existing_generic_instate_large_hydro | existing_generic_instate_large_hydro | 2027 | 4 | 59.8291 | 0 |  | planned_existing |  | none | 0 | CAISO_Hydro | 1 | hydro | hydro_2027_4 | 72% | 1 | #N/A | 0 | ok | existing_generic | 1 | 0 | existing_generic_instate_large_hydro_existing_generic_instate_large_hydro_none | 0 | 0 | 1 | 1 | 1 | 1 | 1 | 1 | 1 | 1
SDCP | existing_generic_instate_large_hydro | existing_generic_instate_large_hydro | 2027 | 5 | 59.8291 | 0 |  | planned_existing |  | none | 0 | CAISO_Hydro | 1 | hydro | hydro_2027_5 | 69% | 1 | #N/A | 0 | ok | existing_generic | 1 | 0 | existing_generic_instate_large_hydro_existing_generic_instate_large_hydro_none | 0 | 0 | 1 | 1 | 1 | 1 | 1 | 1 | 1 | 1
SDCP | existing_generic_instate_large_hydro | existing_generic_instate_large_hydro | 2027 | 6 | 59.8291 | 0 |  | planned_existing |  | none | 0 | CAISO_Hydro | 1 | hydro | hydro_2027_6 | 74% | 1 | #N/A | 0 | ok | existing_generic | 1 | 0 | existing_generic_instate_large_hydro_existing_generic_instate_large_hydro_none | 0 | 0 | 1 | 1 | 1 | 1 | 1 | 1 | 1 | 1
SDCP | existing_generic_instate_large_hydro | existing_generic_instate_large_hydro | 2027 | 7 | 59.8291 | 0 |  | planned_existing |  | none | 0 | CAISO_Hydro | 1 | hydro | hydro_2027_7 | 73% | 1 | #N/A | 0 | ok | existing_generic | 1 | 0 | existing_generic_instate_large_hydro_existing_generic_instate_large_hydro_none | 0 | 0 | 1 | 1 | 1 | 1 | 1 | 1 | 1 | 1
SDCP | existing_generic_instate_large_hydro | existing_generic_instate_large_hydro | 2027 | 8 | 59.8291 | 0 |  | planned_existing |  | none | 0 | CAISO_Hydro | 1 | hydro | hydro_2027_8 | 72% | 1 | #N/A | 0 | ok | existing_generic | 1 | 0 | existing_generic_instate_large_hydro_existing_generic_instate_large_hydro_none | 0 | 0 | 1 | 1 | 1 | 1 | 1 | 1 | 1 | 1
SDCP | existing_generic_instate_large_hydro | existing_generic_instate_large_hydro | 2027 | 9 | 59.8291 | 0 |  | planned_existing |  | none | 0 | CAISO_Hydro | 1 | hydro | hydro_2027_9 | 71% | 1 | #N/A | 0 | ok | existing_generic | 1 | 0 | existing_generic_instate_large_hydro_existing_generic_instate_large_hydro_none | 0 | 0 | 1 | 1 | 1 | 1 | 1 | 1 | 1 | 1
SDCP | existing_generic_instate_large_hydro | existing_generic_instate_large_hydro | 2027 | 10 | 59.8291 | 0 |  | planned_existing |  | none | 0 | CAISO_Hydro | 1 | hydro | hydro_2027_10 | 64% | 1 | #N/A | 0 | ok | existing_generic | 1 | 0 | existing_generic_instate_large_hydro_existing_generic_instate_large_hydro_none | 0 | 0 | 1 | 1 | 1 | 1 | 1 | 1 | 1 | 1
SDCP | existing_generic_instate_large_hydro | existing_generic_instate_large_hydro | 2027 | 11 | 59.8291 | 0 |  | planned_existing |  | none | 0 | CAISO_Hydro | 1 | hydro | hydro_2027_11 | 56% | 1 | #N/A | 0 | ok | existing_generic | 1 | 0 | existing_generic_instate_large_hydro_existing_generic_instate_large_hydro_none | 0 | 0 | 1 | 1 | 1 | 1 | 1 | 1 | 1 | 1
SDCP | existing_generic_instate_large_hydro | existing_generic_instate_large_hydro | 2027 | 12 | 59.8291 | 0 |  | planned_existing |  | none | 0 | CAISO_Hydro | 1 | hydro | hydro_2027_12 | 64% | 1 | #N/A | 0 | ok | existing_generic | 1 | 0 | existing_generic_instate_large_hydro_existing_generic_instate_large_hydro_none | 0 | 0 | 1 | 1 | 1 | 1 | 1 | 1 | 1 | 1
SDCP | existing_generic_instate_large_hydro | existing_generic_instate_large_hydro | 2028 | 1 | 57.6422 | 0 |  | planned_existing |  | none | 0 | CAISO_Hydro | 1 | hydro | hydro_2028_1 | 60% | 1 | #N/A | 0 | ok | existing_generic | 1 | 0 | existing_generic_instate_large_hydro_existing_generic_instate_large_hydro_none | 0 | 0 | 1 | 1 | 1 | 1 | 1 | 1 | 1 | 1
SDCP | existing_generic_instate_large_hydro | existing_generic_instate_large_hydro | 2028 | 2 | 57.6422 | 0 |  | planned_existing |  | none | 0 | CAISO_Hydro | 1 | hydro | hydro_2028_2 | 70% | 1 | #N/A | 0 | ok | existing_generic | 1 | 0 | existing_generic_instate_large_hydro_existing_generic_instate_large_hydro_none | 0 | 0 | 1 | 1 | 1 | 1 | 1 | 1 | 1 | 1
SDCP | existing_generic_instate_large_hydro | existing_generic_instate_large_hydro | 2028 | 3 | 57.6422 | 0 |  | planned_existing |  | none | 0 | CAISO_Hydro | 1 | hydro | hydro_2028_3 | 73% | 1 | #N/A | 0 | ok | existing_generic | 1 | 0 | existing_generic_instate_large_hydro_existing_generic_instate_large_hydro_none | 0 | 0 | 1 | 1 | 1 | 1 | 1 | 1 | 1 | 1
SDCP | existing_generic_instate_large_hydro | existing_generic_instate_large_hydro | 2028 | 4 | 57.6422 | 0 |  | planned_existing |  | none | 0 | CAISO_Hydro | 1 | hydro | hydro_2028_4 | 72% | 1 | #N/A | 0 | ok | existing_generic | 1 | 0 | existing_generic_instate_large_hydro_existing_generic_instate_large_hydro_none | 0 | 0 | 1 | 1 | 1 | 1 | 1 | 1 | 1 | 1
SDCP | existing_generic_instate_large_hydro | existing_generic_instate_large_hydro | 2028 | 5 | 57.6422 | 0 |  | planned_existing |  | none | 0 | CAISO_Hydro | 1 | hydro | hydro_2028_5 | 69% | 1 | #N/A | 0 | ok | existing_generic | 1 | 0 | existing_generic_instate_large_hydro_existing_generic_instate_large_hydro_none | 0 | 0 | 1 | 1 | 1 | 1 | 1 | 1 | 1 | 1
SDCP | existing_generic_instate_large_hydro | existing_generic_instate_large_hydro | 2028 | 6 | 57.6422 | 0 |  | planned_existing |  | none | 0 | CAISO_Hydro | 1 | hydro | hydro_2028_6 | 74% | 1 | #N/A | 0 | ok | existing_generic | 1 | 0 | existing_generic_instate_large_hydro_existing_generic_instate_large_hydro_none | 0 | 0 | 1 | 1 | 1 | 1 | 1 | 1 | 1 | 1
SDCP | existing_generic_instate_large_hydro | existing_generic_instate_large_hydro | 2028 | 7 | 57.6422 | 0 |  | planned_existing |  | none | 0 | CAISO_Hydro | 1 | hydro | hydro_2028_7 | 73% | 1 | #N/A | 0 | ok | existing_generic | 1 | 0 | existing_generic_instate_large_hydro_existing_generic_instate_large_hydro_none | 0 | 0 | 1 | 1 | 1 | 1 | 1 | 1 | 1 | 1
SDCP | existing_generic_instate_large_hydro | existing_generic_instate_large_hydro | 2028 | 8 | 57.6422 | 0 |  | planned_existing |  | none | 0 | CAISO_Hydro | 1 | hydro | hydro_2028_8 | 72% | 1 | #N/A | 0 | ok | existing_generic | 1 | 0 | existing_generic_instate_large_hydro_existing_generic_instate_large_hydro_none | 0 | 0 | 1 | 1 | 1 | 1 | 1 | 1 | 1 | 1
SDCP | existing_generic_instate_large_hydro | existing_generic_instate_large_hydro | 2028 | 9 | 57.6422 | 0 |  | planned_existing |  | none | 0 | CAISO_Hydro | 1 | hydro | hydro_2028_9 | 71% | 1 | #N/A | 0 | ok | existing_generic | 1 | 0 | existing_generic_instate_large_hydro_existing_generic_instate_large_hydro_none | 0 | 0 | 1 | 1 | 1 | 1 | 1 | 1 | 1 | 1
SDCP | existing_generic_instate_large_hydro | existing_generic_instate_large_hydro | 2028 | 10 | 57.6422 | 0 |  | planned_existing |  | none | 0 | CAISO_Hydro | 1 | hydro | hydro_2028_10 | 64% | 1 | #N/A | 0 | ok | existing_generic | 1 | 0 | existing_generic_instate_large_hydro_existing_generic_instate_large_hydro_none | 0 | 0 | 1 | 1 | 1 | 1 | 1 | 1 | 1 | 1
SDCP | existing_generic_instate_large_hydro | existing_generic_instate_large_hydro | 2028 | 11 | 57.6422 | 0 |  | planned_existing |  | none | 0 | CAISO_Hydro | 1 | hydro | hydro_2028_11 | 56% | 1 | #N/A | 0 | ok | existing_generic | 1 | 0 | existing_generic_instate_large_hydro_existing_generic_instate_large_hydro_none | 0 | 0 | 1 | 1 | 1 | 1 | 1 | 1 | 1 | 1
SDCP | existing_generic_instate_large_hydro | existing_generic_instate_large_hydro | 2028 | 12 | 57.6422 | 0 |  | planned_existing |  | none | 0 | CAISO_Hydro | 1 | hydro | hydro_2028_12 | 64% | 1 | #N/A | 0 | ok | existing_generic | 1 | 0 | existing_generic_instate_large_hydro_existing_generic_instate_large_hydro_none | 0 | 0 | 1 | 1 | 1 | 1 | 1 | 1 | 1 | 1
SDCP | existing_generic_instate_large_hydro | existing_generic_instate_large_hydro | 2029 | 1 | 62.5606 | 0 |  | planned_existing |  | none | 0 | CAISO_Hydro | 1 | hydro | hydro_2029_1 | 60% | 1 | #N/A | 0 | ok | existing_generic | 1 | 0 | existing_generic_instate_large_hydro_existing_generic_instate_large_hydro_none | 0 | 0 | 1 | 1 | 1 | 1 | 1 | 1 | 1 | 1
SDCP | existing_generic_instate_large_hydro | existing_generic_instate_large_hydro | 2029 | 2 | 62.5606 | 0 |  | planned_existing |  | none | 0 | CAISO_Hydro | 1 | hydro | hydro_2029_2 | 70% | 1 | #N/A | 0 | ok | existing_generic | 1 | 0 | existing_generic_instate_large_hydro_existing_generic_instate_large_hydro_none | 0 | 0 | 1 | 1 | 1 | 1 | 1 | 1 | 1 | 1
SDCP | existing_generic_instate_large_hydro | existing_generic_instate_large_hydro | 2029 | 3 | 62.5606 | 0 |  | planned_existing |  | none | 0 | CAISO_Hydro | 1 | hydro | hydro_2029_3 | 73% | 1 | #N/A | 0 | ok | existing_generic | 1 | 0 | existing_generic_instate_large_hydro_existing_generic_instate_large_hydro_none | 0 | 0 | 1 | 1 | 1 | 1 | 1 | 1 | 1 | 1
SDCP | existing_generic_instate_large_hydro | existing_generic_instate_large_hydro | 2029 | 4 | 62.5606 | 0 |  | planned_existing |  | none | 0 | CAISO_Hydro | 1 | hydro | hydro_2029_4 | 72% | 1 | #N/A | 0 | ok | existing_generic | 1 | 0 | existing_generic_instate_large_hydro_existing_generic_instate_large_hydro_none | 0 | 0 | 1 | 1 | 1 | 1 | 1 | 1 | 1 | 1
SDCP | existing_generic_instate_large_hydro | existing_generic_instate_large_hydro | 2029 | 5 | 62.5606 | 0 |  | planned_existing |  | none | 0 | CAISO_Hydro | 1 | hydro | hydro_2029_5 | 69% | 1 | #N/A | 0 | ok | existing_generic | 1 | 0 | existing_generic_instate_large_hydro_existing_generic_instate_large_hydro_none | 0 | 0 | 1 | 1 | 1 | 1 | 1 | 1 | 1 | 1
SDCP | existing_generic_instate_large_hydro | existing_generic_instate_large_hydro | 2029 | 6 | 62.5606 | 0 |  | planned_existing |  | none | 0 | CAISO_Hydro | 1 | hydro | hydro_2029_6 | 74% | 1 | #N/A | 0 | ok | existing_generic | 1 | 0 | existing_generic_instate_large_hydro_existing_generic_instate_large_hydro_none | 0 | 0 | 1 | 1 | 1 | 1 | 1 | 1 | 1 | 1
SDCP | existing_generic_instate_large_hydro | existing_generic_instate_large_hydro | 2029 | 7 | 62.5606 | 0 |  | planned_existing |  | none | 0 | CAISO_Hydro | 1 | hydro | hydro_2029_7 | 73% | 1 | #N/A | 0 | ok | existing_generic | 1 | 0 | existing_generic_instate_large_hydro_existing_generic_instate_large_hydro_none | 0 | 0 | 1 | 1 | 1 | 1 | 1 | 1 | 1 | 1
SDCP | existing_generic_instate_large_hydro | existing_generic_instate_large_hydro | 2029 | 8 | 62.5606 | 0 |  | planned_existing |  | none | 0 | CAISO_Hydro | 1 | hydro | hydro_2029_8 | 72% | 1 | #N/A | 0 | ok | existing_generic | 1 | 0 | existing_generic_instate_large_hydro_existing_generic_instate_large_hydro_none | 0 | 0 | 1 | 1 | 1 | 1 | 1 | 1 | 1 | 1
SDCP | existing_generic_instate_large_hydro | existing_generic_instate_large_hydro | 2029 | 9 | 62.5606 | 0 |  | planned_existing |  | none | 0 | CAISO_Hydro | 1 | hydro | hydro_2029_9 | 71% | 1 | #N/A | 0 | ok | existing_generic | 1 | 0 | existing_generic_instate_large_hydro_existing_generic_instate_large_hydro_none | 0 | 0 | 1 | 1 | 1 | 1 | 1 | 1 | 1 | 1
SDCP | existing_generic_instate_large_hydro | existing_generic_instate_large_hydro | 2029 | 10 | 62.5606 | 0 |  | planned_existing |  | none | 0 | CAISO_Hydro | 1 | hydro | hydro_2029_10 | 64% | 1 | #N/A | 0 | ok | existing_generic | 1 | 0 | existing_generic_instate_large_hydro_existing_generic_instate_large_hydro_none | 0 | 0 | 1 | 1 | 1 | 1 | 1 | 1 | 1 | 1
SDCP | existing_generic_instate_large_hydro | existing_generic_instate_large_hydro | 2029 | 11 | 62.5606 | 0 |  | planned_existing |  | none | 0 | CAISO_Hydro | 1 | hydro | hydro_2029_11 | 56% | 1 | #N/A | 0 | ok | existing_generic | 1 | 0 | existing_generic_instate_large_hydro_existing_generic_instate_large_hydro_none | 0 | 0 | 1 | 1 | 1 | 1 | 1 | 1 | 1 | 1
SDCP | existing_generic_instate_large_hydro | existing_generic_instate_large_hydro | 2029 | 12 | 62.5606 | 0 |  | planned_existing |  | none | 0 | CAISO_Hydro | 1 | hydro | hydro_2029_12 | 64% | 1 | #N/A | 0 | ok | existing_generic | 1 | 0 | existing_generic_instate_large_hydro_existing_generic_instate_large_hydro_none | 0 | 0 | 1 | 1 | 1 | 1 | 1 | 1 | 1 | 1
SDCP | existing_generic_instate_large_hydro | existing_generic_instate_large_hydro | 2030 | 1 | 67.5431 | 0 |  | planned_existing |  | none | 0 | CAISO_Hydro | 1 | hydro | hydro_2030_1 | 60% | 1 | #N/A | 0 | ok | existing_generic | 1 | 0 | existing_generic_instate_large_hydro_existing_generic_instate_large_hydro_none | 0 | 0 | 1 | 1 | 1 | 1 | 1 | 1 | 1 | 1
SDCP | existing_generic_instate_large_hydro | existing_generic_instate_large_hydro | 2030 | 2 | 67.5431 | 0 |  | planned_existing |  | none | 0 | CAISO_Hydro | 1 | hydro | hydro_2030_2 | 70% | 1 | #N/A | 0 | ok | existing_generic | 1 | 0 | existing_generic_instate_large_hydro_existing_generic_instate_large_hydro_none | 0 | 0 | 1 | 1 | 1 | 1 | 1 | 1 | 1 | 1
SDCP | existing_generic_instate_large_hydro | existing_generic_instate_large_hydro | 2030 | 3 | 67.5431 | 0 |  | planned_existing |  | none | 0 | CAISO_Hydro | 1 | hydro | hydro_2030_3 | 73% | 1 | #N/A | 0 | ok | existing_generic | 1 | 0 | existing_generic_instate_large_hydro_existing_generic_instate_large_hydro_none | 0 | 0 | 1 | 1 | 1 | 1 | 1 | 1 | 1 | 1
SDCP | existing_generic_instate_large_hydro | existing_generic_instate_large_hydro | 2030 | 4 | 67.5431 | 0 |  | planned_existing |  | none | 0 | CAISO_Hydro | 1 | hydro | hydro_2030_4 | 72% | 1 | #N/A | 0 | ok | existing_generic | 1 | 0 | existing_generic_instate_large_hydro_existing_generic_instate_large_hydro_none | 0 | 0 | 1 | 1 | 1 | 1 | 1 | 1 | 1 | 1
SDCP | existing_generic_instate_large_hydro | existing_generic_instate_large_hydro | 2030 | 5 | 67.5431 | 0 |  | planned_existing |  | none | 0 | CAISO_Hydro | 1 | hydro | hydro_2030_5 | 69% | 1 | #N/A | 0 | ok | existing_generic | 1 | 0 | existing_generic_instate_large_hydro_existing_generic_instate_large_hydro_none | 0 | 0 | 1 | 1 | 1 | 1 | 1 | 1 | 1 | 1
SDCP | existing_generic_instate_large_hydro | existing_generic_instate_large_hydro | 2030 | 6 | 67.5431 | 0 |  | planned_existing |  | none | 0 | CAISO_Hydro | 1 | hydro | hydro_2030_6 | 74% | 1 | #N/A | 0 | ok | existing_generic | 1 | 0 | existing_generic_instate_large_hydro_existing_generic_instate_large_hydro_none | 0 | 0 | 1 | 1 | 1 | 1 | 1 | 1 | 1 | 1
SDCP | existing_generic_instate_large_hydro | existing_generic_instate_large_hydro | 2030 | 7 | 67.5431 | 0 |  | planned_existing |  | none | 0 | CAISO_Hydro | 1 | hydro | hydro_2030_7 | 73% | 1 | #N/A | 0 | ok | existing_generic | 1 | 0 | existing_generic_instate_large_hydro_existing_generic_instate_large_hydro_none | 0 | 0 | 1 | 1 | 1 | 1 | 1 | 1 | 1 | 1
SDCP | existing_generic_instate_large_hydro | existing_generic_instate_large_hydro | 2030 | 8 | 67.5431 | 0 |  | planned_existing |  | none | 0 | CAISO_Hydro | 1 | hydro | hydro_2030_8 | 72% | 1 | #N/A | 0 | ok | existing_generic | 1 | 0 | existing_generic_instate_large_hydro_existing_generic_instate_large_hydro_none | 0 | 0 | 1 | 1 | 1 | 1 | 1 | 1 | 1 | 1
SDCP | existing_generic_instate_large_hydro | existing_generic_instate_large_hydro | 2030 | 9 | 67.5431 | 0 |  | planned_existing |  | none | 0 | CAISO_Hydro | 1 | hydro | hydro_2030_9 | 71% | 1 | #N/A | 0 | ok | existing_generic | 1 | 0 | existing_generic_instate_large_hydro_existing_generic_instate_large_hydro_none | 0 | 0 | 1 | 1 | 1 | 1 | 1 | 1 | 1 | 1
SDCP | existing_generic_instate_large_hydro | existing_generic_instate_large_hydro | 2030 | 10 | 67.5431 | 0 |  | planned_existing |  | none | 0 | CAISO_Hydro | 1 | hydro | hydro_2030_10 | 64% | 1 | #N/A | 0 | ok | existing_generic | 1 | 0 | existing_generic_instate_large_hydro_existing_generic_instate_large_hydro_none | 0 | 0 | 1 | 1 | 1 | 1 | 1 | 1 | 1 | 1
SDCP | existing_generic_instate_large_hydro | existing_generic_instate_large_hydro | 2030 | 11 | 67.5431 | 0 |  | planned_existing |  | none | 0 | CAISO_Hydro | 1 | hydro | hydro_2030_11 | 56% | 1 | #N/A | 0 | ok | existing_generic | 1 | 0 | existing_generic_instate_large_hydro_existing_generic_instate_large_hydro_none | 0 | 0 | 1 | 1 | 1 | 1 | 1 | 1 | 1 | 1
SDCP | existing_generic_instate_large_hydro | existing_generic_instate_large_hydro | 2030 | 12 | 67.5431 | 0 |  | planned_existing |  | none | 0 | CAISO_Hydro | 1 | hydro | hydro_2030_12 | 64% | 1 | #N/A | 0 | ok | existing_generic | 1 | 0 | existing_generic_instate_large_hydro_existing_generic_instate_large_hydro_none | 0 | 0 | 1 | 1 | 1 | 1 | 1 | 1 | 1 | 1
SDCP | existing_generic_nw_hydro | existing_generic_nw_hydro | 2021 | 1 | 0 | 0 |  | planned_existing |  | none | 0 | CAISO_Hydro | 1 | hydro | hydro_2021_1 | 60% | 1 | #N/A | 0 | ok | existing_generic | 0 | 0 | existing_generic_nw_hydro_existing_generic_nw_hydro_none | 1 | 16 | 1 | 1 | 1 | 1 | 1 | 1 | 1 | 1
SDCP | existing_generic_nw_hydro | existing_generic_nw_hydro | 2021 | 2 | 0 | 0 |  | planned_existing |  | none | 0 | CAISO_Hydro | 1 | hydro | hydro_2021_2 | 70% | 1 | #N/A | 0 | ok | existing_generic | 0 | 0 | existing_generic_nw_hydro_existing_generic_nw_hydro_none | 0 | 0 | 1 | 1 | 1 | 1 | 1 | 1 | 1 | 1
SDCP | existing_generic_nw_hydro | existing_generic_nw_hydro | 2021 | 3 | 11.2542 | 0 |  | planned_existing |  | none | 0 | CAISO_Hydro | 1 | hydro | hydro_2021_3 | 73% | 1 | #N/A | 0 | ok | existing_generic | 1 | 0 | existing_generic_nw_hydro_existing_generic_nw_hydro_none | 0 | 0 | 1 | 1 | 1 | 1 | 1 | 1 | 1 | 1
SDCP | existing_generic_nw_hydro | existing_generic_nw_hydro | 2021 | 4 | 11.2542 | 0 |  | planned_existing |  | none | 0 | CAISO_Hydro | 1 | hydro | hydro_2021_4 | 72% | 1 | #N/A | 0 | ok | existing_generic | 1 | 0 | existing_generic_nw_hydro_existing_generic_nw_hydro_none | 0 | 0 | 1 | 1 | 1 | 1 | 1 | 1 | 1 | 1
SDCP | existing_generic_nw_hydro | existing_generic_nw_hydro | 2021 | 5 | 11.2542 | 0 |  | planned_existing |  | none | 0 | CAISO_Hydro | 1 | hydro | hydro_2021_5 | 69% | 1 | #N/A | 0 | ok | existing_generic | 1 | 0 | existing_generic_nw_hydro_existing_generic_nw_hydro_none | 0 | 0 | 1 | 1 | 1 | 1 | 1 | 1 | 1 | 1
SDCP | existing_generic_nw_hydro | existing_generic_nw_hydro | 2021 | 6 | 11.2542 | 0 |  | planned_existing |  | none | 0 | CAISO_Hydro | 1 | hydro | hydro_2021_6 | 74% | 1 | #N/A | 0 | ok | existing_generic | 1 | 0 | existing_generic_nw_hydro_existing_generic_nw_hydro_none | 0 | 0 | 1 | 1 | 1 | 1 | 1 | 1 | 1 | 1
SDCP | existing_generic_nw_hydro | existing_generic_nw_hydro | 2021 | 7 | 11.2542 | 0 |  | planned_existing |  | none | 0 | CAISO_Hydro | 1 | hydro | hydro_2021_7 | 73% | 1 | #N/A | 0 | ok | existing_generic | 1 | 0 | existing_generic_nw_hydro_existing_generic_nw_hydro_none | 0 | 0 | 1 | 1 | 1 | 1 | 1 | 1 | 1 | 1
SDCP | existing_generic_nw_hydro | existing_generic_nw_hydro | 2021 | 8 | 11.2542 | 0 |  | planned_existing |  | none | 0 | CAISO_Hydro | 1 | hydro | hydro_2021_8 | 72% | 1 | #N/A | 0 | ok | existing_generic | 1 | 0 | existing_generic_nw_hydro_existing_generic_nw_hydro_none | 0 | 0 | 1 | 1 | 1 | 1 | 1 | 1 | 1 | 1
SDCP | existing_generic_nw_hydro | existing_generic_nw_hydro | 2021 | 9 | 11.2542 | 0 |  | planned_existing |  | none | 0 | CAISO_Hydro | 1 | hydro | hydro_2021_9 | 71% | 1 | #N/A | 0 | ok | existing_generic | 1 | 0 | existing_generic_nw_hydro_existing_generic_nw_hydro_none | 0 | 0 | 1 | 1 | 1 | 1 | 1 | 1 | 1 | 1
SDCP | existing_generic_nw_hydro | existing_generic_nw_hydro | 2021 | 10 | 11.2542 | 0 |  | planned_existing |  | none | 0 | CAISO_Hydro | 1 | hydro | hydro_2021_10 | 64% | 1 | #N/A | 0 | ok | existing_generic | 1 | 0 | existing_generic_nw_hydro_existing_generic_nw_hydro_none | 0 | 0 | 1 | 1 | 1 | 1 | 1 | 1 | 1 | 1
SDCP | existing_generic_nw_hydro | existing_generic_nw_hydro | 2021 | 11 | 11.2542 | 0 |  | planned_existing |  | none | 0 | CAISO_Hydro | 1 | hydro | hydro_2021_11 | 56% | 1 | #N/A | 0 | ok | existing_generic | 1 | 0 | existing_generic_nw_hydro_existing_generic_nw_hydro_none | 0 | 0 | 1 | 1 | 1 | 1 | 1 | 1 | 1 | 1
SDCP | existing_generic_nw_hydro | existing_generic_nw_hydro | 2021 | 12 | 11.2542 | 0 |  | planned_existing |  | none | 0 | CAISO_Hydro | 1 | hydro | hydro_2021_12 | 64% | 1 | #N/A | 0 | ok | existing_generic | 1 | 0 | existing_generic_nw_hydro_existing_generic_nw_hydro_none | 0 | 0 | 1 | 1 | 1 | 1 | 1 | 1 | 1 | 1
SDCP | existing_generic_nw_hydro | existing_generic_nw_hydro | 2022 | 1 | 27.0818 | 0 |  | planned_existing |  | none | 0 | CAISO_Hydro | 1 | hydro | hydro_2022_1 | 60% | 1 | #N/A | 0 | ok | existing_generic | 1 | 0 | existing_generic_nw_hydro_existing_generic_nw_hydro_none | 0 | 0 | 1 | 1 | 1 | 1 | 1 | 1 | 1 | 1
SDCP | existing_generic_nw_hydro | existing_generic_nw_hydro | 2022 | 2 | 27.0818 | 0 |  | planned_existing |  | none | 0 | CAISO_Hydro | 1 | hydro | hydro_2022_2 | 70% | 1 | #N/A | 0 | ok | existing_generic | 1 | 0 | existing_generic_nw_hydro_existing_generic_nw_hydro_none | 0 | 0 | 1 | 1 | 1 | 1 | 1 | 1 | 1 | 1
SDCP | existing_generic_nw_hydro | existing_generic_nw_hydro | 2022 | 3 | 27.0818 | 0 |  | planned_existing |  | none | 0 | CAISO_Hydro | 1 | hydro | hydro_2022_3 | 73% | 1 | #N/A | 0 | ok | existing_generic | 1 | 0 | existing_generic_nw_hydro_existing_generic_nw_hydro_none | 0 | 0 | 1 | 1 | 1 | 1 | 1 | 1 | 1 | 1
SDCP | existing_generic_nw_hydro | existing_generic_nw_hydro | 2022 | 4 | 27.0818 | 0 |  | planned_existing |  | none | 0 | CAISO_Hydro | 1 | hydro | hydro_2022_4 | 72% | 1 | #N/A | 0 | ok | existing_generic | 1 | 0 | existing_generic_nw_hydro_existing_generic_nw_hydro_none | 0 | 0 | 1 | 1 | 1 | 1 | 1 | 1 | 1 | 1
SDCP | existing_generic_nw_hydro | existing_generic_nw_hydro | 2022 | 5 | 27.0818 | 0 |  | planned_existing |  | none | 0 | CAISO_Hydro | 1 | hydro | hydro_2022_5 | 69% | 1 | #N/A | 0 | ok | existing_generic | 1 | 0 | existing_generic_nw_hydro_existing_generic_nw_hydro_none | 0 | 0 | 1 | 1 | 1 | 1 | 1 | 1 | 1 | 1
SDCP | existing_generic_nw_hydro | existing_generic_nw_hydro | 2022 | 6 | 27.0818 | 0 |  | planned_existing |  | none | 0 | CAISO_Hydro | 1 | hydro | hydro_2022_6 | 74% | 1 | #N/A | 0 | ok | existing_generic | 1 | 0 | existing_generic_nw_hydro_existing_generic_nw_hydro_none | 0 | 0 | 1 | 1 | 1 | 1 | 1 | 1 | 1 | 1
SDCP | existing_generic_nw_hydro | existing_generic_nw_hydro | 2022 | 7 | 27.0818 | 0 |  | planned_existing |  | none | 0 | CAISO_Hydro | 1 | hydro | hydro_2022_7 | 73% | 1 | #N/A | 0 | ok | existing_generic | 1 | 0 | existing_generic_nw_hydro_existing_generic_nw_hydro_none | 0 | 0 | 1 | 1 | 1 | 1 | 1 | 1 | 1 | 1
SDCP | existing_generic_nw_hydro | existing_generic_nw_hydro | 2022 | 8 | 27.0818 | 0 |  | planned_existing |  | none | 0 | CAISO_Hydro | 1 | hydro | hydro_2022_8 | 72% | 1 | #N/A | 0 | ok | existing_generic | 1 | 0 | existing_generic_nw_hydro_existing_generic_nw_hydro_none | 0 | 0 | 1 | 1 | 1 | 1 | 1 | 1 | 1 | 1
SDCP | existing_generic_nw_hydro | existing_generic_nw_hydro | 2022 | 9 | 27.0818 | 0 |  | planned_existing |  | none | 0 | CAISO_Hydro | 1 | hydro | hydro_2022_9 | 71% | 1 | #N/A | 0 | ok | existing_generic | 1 | 0 | existing_generic_nw_hydro_existing_generic_nw_hydro_none | 0 | 0 | 1 | 1 | 1 | 1 | 1 | 1 | 1 | 1
SDCP | existing_generic_nw_hydro | existing_generic_nw_hydro | 2022 | 10 | 27.0818 | 0 |  | planned_existing |  | none | 0 | CAISO_Hydro | 1 | hydro | hydro_2022_10 | 64% | 1 | #N/A | 0 | ok | existing_generic | 1 | 0 | existing_generic_nw_hydro_existing_generic_nw_hydro_none | 0 | 0 | 1 | 1 | 1 | 1 | 1 | 1 | 1 | 1
SDCP | existing_generic_nw_hydro | existing_generic_nw_hydro | 2022 | 11 | 27.0818 | 0 |  | planned_existing |  | none | 0 | CAISO_Hydro | 1 | hydro | hydro_2022_11 | 56% | 1 | #N/A | 0 | ok | existing_generic | 1 | 0 | existing_generic_nw_hydro_existing_generic_nw_hydro_none | 0 | 0 | 1 | 1 | 1 | 1 | 1 | 1 | 1 | 1
SDCP | existing_generic_nw_hydro | existing_generic_nw_hydro | 2022 | 12 | 27.0818 | 0 |  | planned_existing |  | none | 0 | CAISO_Hydro | 1 | hydro | hydro_2022_12 | 64% | 1 | #N/A | 0 | ok | existing_generic | 1 | 0 | existing_generic_nw_hydro_existing_generic_nw_hydro_none | 0 | 0 | 1 | 1 | 1 | 1 | 1 | 1 | 1 | 1
SDCP | existing_generic_nw_hydro | existing_generic_nw_hydro | 2023 | 1 | 28.3247 | 0 |  | planned_existing |  | none | 0 | CAISO_Hydro | 1 | hydro | hydro_2023_1 | 60% | 1 | #N/A | 0 | ok | existing_generic | 1 | 0 | existing_generic_nw_hydro_existing_generic_nw_hydro_none | 0 | 0 | 1 | 1 | 1 | 1 | 1 | 1 | 1 | 1
SDCP | existing_generic_nw_hydro | existing_generic_nw_hydro | 2023 | 2 | 28.3247 | 0 |  | planned_existing |  | none | 0 | CAISO_Hydro | 1 | hydro | hydro_2023_2 | 70% | 1 | #N/A | 0 | ok | existing_generic | 1 | 0 | existing_generic_nw_hydro_existing_generic_nw_hydro_none | 0 | 0 | 1 | 1 | 1 | 1 | 1 | 1 | 1 | 1
SDCP | existing_generic_nw_hydro | existing_generic_nw_hydro | 2023 | 3 | 28.3247 | 0 |  | planned_existing |  | none | 0 | CAISO_Hydro | 1 | hydro | hydro_2023_3 | 73% | 1 | #N/A | 0 | ok | existing_generic | 1 | 0 | existing_generic_nw_hydro_existing_generic_nw_hydro_none | 0 | 0 | 1 | 1 | 1 | 1 | 1 | 1 | 1 | 1
SDCP | existing_generic_nw_hydro | existing_generic_nw_hydro | 2023 | 4 | 28.3247 | 0 |  | planned_existing |  | none | 0 | CAISO_Hydro | 1 | hydro | hydro_2023_4 | 72% | 1 | #N/A | 0 | ok | existing_generic | 1 | 0 | existing_generic_nw_hydro_existing_generic_nw_hydro_none | 0 | 0 | 1 | 1 | 1 | 1 | 1 | 1 | 1 | 1
SDCP | existing_generic_nw_hydro | existing_generic_nw_hydro | 2023 | 5 | 28.3247 | 0 |  | planned_existing |  | none | 0 | CAISO_Hydro | 1 | hydro | hydro_2023_5 | 69% | 1 | #N/A | 0 | ok | existing_generic | 1 | 0 | existing_generic_nw_hydro_existing_generic_nw_hydro_none | 0 | 0 | 1 | 1 | 1 | 1 | 1 | 1 | 1 | 1
SDCP | existing_generic_nw_hydro | existing_generic_nw_hydro | 2023 | 6 | 28.3247 | 0 |  | planned_existing |  | none | 0 | CAISO_Hydro | 1 | hydro | hydro_2023_6 | 74% | 1 | #N/A | 0 | ok | existing_generic | 1 | 0 | existing_generic_nw_hydro_existing_generic_nw_hydro_none | 0 | 0 | 1 | 1 | 1 | 1 | 1 | 1 | 1 | 1
SDCP | existing_generic_nw_hydro | existing_generic_nw_hydro | 2023 | 7 | 28.3247 | 0 |  | planned_existing |  | none | 0 | CAISO_Hydro | 1 | hydro | hydro_2023_7 | 73% | 1 | #N/A | 0 | ok | existing_generic | 1 | 0 | existing_generic_nw_hydro_existing_generic_nw_hydro_none | 0 | 0 | 1 | 1 | 1 | 1 | 1 | 1 | 1 | 1
SDCP | existing_generic_nw_hydro | existing_generic_nw_hydro | 2023 | 8 | 28.3247 | 0 |  | planned_existing |  | none | 0 | CAISO_Hydro | 1 | hydro | hydro_2023_8 | 72% | 1 | #N/A | 0 | ok | existing_generic | 1 | 0 | existing_generic_nw_hydro_existing_generic_nw_hydro_none | 0 | 0 | 1 | 1 | 1 | 1 | 1 | 1 | 1 | 1
SDCP | existing_generic_nw_hydro | existing_generic_nw_hydro | 2023 | 9 | 28.3247 | 0 |  | planned_existing |  | none | 0 | CAISO_Hydro | 1 | hydro | hydro_2023_9 | 71% | 1 | #N/A | 0 | ok | existing_generic | 1 | 0 | existing_generic_nw_hydro_existing_generic_nw_hydro_none | 0 | 0 | 1 | 1 | 1 | 1 | 1 | 1 | 1 | 1
SDCP | existing_generic_nw_hydro | existing_generic_nw_hydro | 2023 | 10 | 28.3247 | 0 |  | planned_existing |  | none | 0 | CAISO_Hydro | 1 | hydro | hydro_2023_10 | 64% | 1 | #N/A | 0 | ok | existing_generic | 1 | 0 | existing_generic_nw_hydro_existing_generic_nw_hydro_none | 0 | 0 | 1 | 1 | 1 | 1 | 1 | 1 | 1 | 1
SDCP | existing_generic_nw_hydro | existing_generic_nw_hydro | 2023 | 11 | 28.3247 | 0 |  | planned_existing |  | none | 0 | CAISO_Hydro | 1 | hydro | hydro_2023_11 | 56% | 1 | #N/A | 0 | ok | existing_generic | 1 | 0 | existing_generic_nw_hydro_existing_generic_nw_hydro_none | 0 | 0 | 1 | 1 | 1 | 1 | 1 | 1 | 1 | 1
SDCP | existing_generic_nw_hydro | existing_generic_nw_hydro | 2023 | 12 | 28.3247 | 0 |  | planned_existing |  | none | 0 | CAISO_Hydro | 1 | hydro | hydro_2023_12 | 64% | 1 | #N/A | 0 | ok | existing_generic | 1 | 0 | existing_generic_nw_hydro_existing_generic_nw_hydro_none | 0 | 0 | 1 | 1 | 1 | 1 | 1 | 1 | 1 | 1
SDCP | existing_generic_nw_hydro | existing_generic_nw_hydro | 2024 | 1 | 27.7717 | 0 |  | planned_existing |  | none | 0 | CAISO_Hydro | 1 | hydro | hydro_2024_1 | 60% | 1 | #N/A | 0 | ok | existing_generic | 1 | 0 | existing_generic_nw_hydro_existing_generic_nw_hydro_none | 0 | 0 | 1 | 1 | 1 | 1 | 1 | 1 | 1 | 1
SDCP | existing_generic_nw_hydro | existing_generic_nw_hydro | 2024 | 2 | 27.7717 | 0 |  | planned_existing |  | none | 0 | CAISO_Hydro | 1 | hydro | hydro_2024_2 | 70% | 1 | #N/A | 0 | ok | existing_generic | 1 | 0 | existing_generic_nw_hydro_existing_generic_nw_hydro_none | 0 | 0 | 1 | 1 | 1 | 1 | 1 | 1 | 1 | 1
SDCP | existing_generic_nw_hydro | existing_generic_nw_hydro | 2024 | 3 | 27.7717 | 0 |  | planned_existing |  | none | 0 | CAISO_Hydro | 1 | hydro | hydro_2024_3 | 73% | 1 | #N/A | 0 | ok | existing_generic | 1 | 0 | existing_generic_nw_hydro_existing_generic_nw_hydro_none | 0 | 0 | 1 | 1 | 1 | 1 | 1 | 1 | 1 | 1
SDCP | existing_generic_nw_hydro | existing_generic_nw_hydro | 2024 | 4 | 27.7717 | 0 |  | planned_existing |  | none | 0 | CAISO_Hydro | 1 | hydro | hydro_2024_4 | 72% | 1 | #N/A | 0 | ok | existing_generic | 1 | 0 | existing_generic_nw_hydro_existing_generic_nw_hydro_none | 0 | 0 | 1 | 1 | 1 | 1 | 1 | 1 | 1 | 1
SDCP | existing_generic_nw_hydro | existing_generic_nw_hydro | 2024 | 5 | 27.7717 | 0 |  | planned_existing |  | none | 0 | CAISO_Hydro | 1 | hydro | hydro_2024_5 | 69% | 1 | #N/A | 0 | ok | existing_generic | 1 | 0 | existing_generic_nw_hydro_existing_generic_nw_hydro_none | 0 | 0 | 1 | 1 | 1 | 1 | 1 | 1 | 1 | 1
SDCP | existing_generic_nw_hydro | existing_generic_nw_hydro | 2024 | 6 | 27.7717 | 0 |  | planned_existing |  | none | 0 | CAISO_Hydro | 1 | hydro | hydro_2024_6 | 74% | 1 | #N/A | 0 | ok | existing_generic | 1 | 0 | existing_generic_nw_hydro_existing_generic_nw_hydro_none | 0 | 0 | 1 | 1 | 1 | 1 | 1 | 1 | 1 | 1
SDCP | existing_generic_nw_hydro | existing_generic_nw_hydro | 2024 | 7 | 27.7717 | 0 |  | planned_existing |  | none | 0 | CAISO_Hydro | 1 | hydro | hydro_2024_7 | 73% | 1 | #N/A | 0 | ok | existing_generic | 1 | 0 | existing_generic_nw_hydro_existing_generic_nw_hydro_none | 0 | 0 | 1 | 1 | 1 | 1 | 1 | 1 | 1 | 1
SDCP | existing_generic_nw_hydro | existing_generic_nw_hydro | 2024 | 8 | 27.7717 | 0 |  | planned_existing |  | none | 0 | CAISO_Hydro | 1 | hydro | hydro_2024_8 | 72% | 1 | #N/A | 0 | ok | existing_generic | 1 | 0 | existing_generic_nw_hydro_existing_generic_nw_hydro_none | 0 | 0 | 1 | 1 | 1 | 1 | 1 | 1 | 1 | 1
SDCP | existing_generic_nw_hydro | existing_generic_nw_hydro | 2024 | 9 | 27.7717 | 0 |  | planned_existing |  | none | 0 | CAISO_Hydro | 1 | hydro | hydro_2024_9 | 71% | 1 | #N/A | 0 | ok | existing_generic | 1 | 0 | existing_generic_nw_hydro_existing_generic_nw_hydro_none | 0 | 0 | 1 | 1 | 1 | 1 | 1 | 1 | 1 | 1
SDCP | existing_generic_nw_hydro | existing_generic_nw_hydro | 2024 | 10 | 27.7717 | 0 |  | planned_existing |  | none | 0 | CAISO_Hydro | 1 | hydro | hydro_2024_10 | 64% | 1 | #N/A | 0 | ok | existing_generic | 1 | 0 | existing_generic_nw_hydro_existing_generic_nw_hydro_none | 0 | 0 | 1 | 1 | 1 | 1 | 1 | 1 | 1 | 1
SDCP | existing_generic_nw_hydro | existing_generic_nw_hydro | 2024 | 11 | 27.7717 | 0 |  | planned_existing |  | none | 0 | CAISO_Hydro | 1 | hydro | hydro_2024_11 | 56% | 1 | #N/A | 0 | ok | existing_generic | 1 | 0 | existing_generic_nw_hydro_existing_generic_nw_hydro_none | 0 | 0 | 1 | 1 | 1 | 1 | 1 | 1 | 1 | 1
SDCP | existing_generic_nw_hydro | existing_generic_nw_hydro | 2024 | 12 | 27.7717 | 0 |  | planned_existing |  | none | 0 | CAISO_Hydro | 1 | hydro | hydro_2024_12 | 64% | 1 | #N/A | 0 | ok | existing_generic | 1 | 0 | existing_generic_nw_hydro_existing_generic_nw_hydro_none | 0 | 0 | 1 | 1 | 1 | 1 | 1 | 1 | 1 | 1
SDCP | existing_generic_nw_hydro | existing_generic_nw_hydro | 2025 | 1 | 20.476 | 0 |  | planned_existing |  | none | 0 | CAISO_Hydro | 1 | hydro | hydro_2025_1 | 60% | 1 | #N/A | 0 | ok | existing_generic | 1 | 0 | existing_generic_nw_hydro_existing_generic_nw_hydro_none | 0 | 0 | 1 | 1 | 1 | 1 | 1 | 1 | 1 | 1
SDCP | existing_generic_nw_hydro | existing_generic_nw_hydro | 2025 | 2 | 20.476 | 0 |  | planned_existing |  | none | 0 | CAISO_Hydro | 1 | hydro | hydro_2025_2 | 70% | 1 | #N/A | 0 | ok | existing_generic | 1 | 0 | existing_generic_nw_hydro_existing_generic_nw_hydro_none | 0 | 0 | 1 | 1 | 1 | 1 | 1 | 1 | 1 | 1
SDCP | existing_generic_nw_hydro | existing_generic_nw_hydro | 2025 | 3 | 20.476 | 0 |  | planned_existing |  | none | 0 | CAISO_Hydro | 1 | hydro | hydro_2025_3 | 73% | 1 | #N/A | 0 | ok | existing_generic | 1 | 0 | existing_generic_nw_hydro_existing_generic_nw_hydro_none | 0 | 0 | 1 | 1 | 1 | 1 | 1 | 1 | 1 | 1
SDCP | existing_generic_nw_hydro | existing_generic_nw_hydro | 2025 | 4 | 20.476 | 0 |  | planned_existing |  | none | 0 | CAISO_Hydro | 1 | hydro | hydro_2025_4 | 72% | 1 | #N/A | 0 | ok | existing_generic | 1 | 0 | existing_generic_nw_hydro_existing_generic_nw_hydro_none | 0 | 0 | 1 | 1 | 1 | 1 | 1 | 1 | 1 | 1
SDCP | existing_generic_nw_hydro | existing_generic_nw_hydro | 2025 | 5 | 20.476 | 0 |  | planned_existing |  | none | 0 | CAISO_Hydro | 1 | hydro | hydro_2025_5 | 69% | 1 | #N/A | 0 | ok | existing_generic | 1 | 0 | existing_generic_nw_hydro_existing_generic_nw_hydro_none | 0 | 0 | 1 | 1 | 1 | 1 | 1 | 1 | 1 | 1
SDCP | existing_generic_nw_hydro | existing_generic_nw_hydro | 2025 | 6 | 20.476 | 0 |  | planned_existing |  | none | 0 | CAISO_Hydro | 1 | hydro | hydro_2025_6 | 74% | 1 | #N/A | 0 | ok | existing_generic | 1 | 0 | existing_generic_nw_hydro_existing_generic_nw_hydro_none | 0 | 0 | 1 | 1 | 1 | 1 | 1 | 1 | 1 | 1
SDCP | existing_generic_nw_hydro | existing_generic_nw_hydro | 2025 | 7 | 20.476 | 0 |  | planned_existing |  | none | 0 | CAISO_Hydro | 1 | hydro | hydro_2025_7 | 73% | 1 | #N/A | 0 | ok | existing_generic | 1 | 0 | existing_generic_nw_hydro_existing_generic_nw_hydro_none | 0 | 0 | 1 | 1 | 1 | 1 | 1 | 1 | 1 | 1
SDCP | existing_generic_nw_hydro | existing_generic_nw_hydro | 2025 | 8 | 20.476 | 0 |  | planned_existing |  | none | 0 | CAISO_Hydro | 1 | hydro | hydro_2025_8 | 72% | 1 | #N/A | 0 | ok | existing_generic | 1 | 0 | existing_generic_nw_hydro_existing_generic_nw_hydro_none | 0 | 0 | 1 | 1 | 1 | 1 | 1 | 1 | 1 | 1
SDCP | existing_generic_nw_hydro | existing_generic_nw_hydro | 2025 | 9 | 20.476 | 0 |  | planned_existing |  | none | 0 | CAISO_Hydro | 1 | hydro | hydro_2025_9 | 71% | 1 | #N/A | 0 | ok | existing_generic | 1 | 0 | existing_generic_nw_hydro_existing_generic_nw_hydro_none | 0 | 0 | 1 | 1 | 1 | 1 | 1 | 1 | 1 | 1
SDCP | existing_generic_nw_hydro | existing_generic_nw_hydro | 2025 | 10 | 20.476 | 0 |  | planned_existing |  | none | 0 | CAISO_Hydro | 1 | hydro | hydro_2025_10 | 64% | 1 | #N/A | 0 | ok | existing_generic | 1 | 0 | existing_generic_nw_hydro_existing_generic_nw_hydro_none | 0 | 0 | 1 | 1 | 1 | 1 | 1 | 1 | 1 | 1
SDCP | existing_generic_nw_hydro | existing_generic_nw_hydro | 2025 | 11 | 20.476 | 0 |  | planned_existing |  | none | 0 | CAISO_Hydro | 1 | hydro | hydro_2025_11 | 56% | 1 | #N/A | 0 | ok | existing_generic | 1 | 0 | existing_generic_nw_hydro_existing_generic_nw_hydro_none | 0 | 0 | 1 | 1 | 1 | 1 | 1 | 1 | 1 | 1
SDCP | existing_generic_nw_hydro | existing_generic_nw_hydro | 2025 | 12 | 20.476 | 0 |  | planned_existing |  | none | 0 | CAISO_Hydro | 1 | hydro | hydro_2025_12 | 64% | 1 | #N/A | 0 | ok | existing_generic | 1 | 0 | existing_generic_nw_hydro_existing_generic_nw_hydro_none | 0 | 0 | 1 | 1 | 1 | 1 | 1 | 1 | 1 | 1
SDCP | existing_generic_nw_hydro | existing_generic_nw_hydro | 2026 | 1 | 24.1942 | 0 |  | planned_existing |  | none | 0 | CAISO_Hydro | 1 | hydro | hydro_2026_1 | 60% | 1 | #N/A | 0 | ok | existing_generic | 1 | 0 | existing_generic_nw_hydro_existing_generic_nw_hydro_none | 0 | 0 | 1 | 1 | 1 | 1 | 1 | 1 | 1 | 1
SDCP | existing_generic_nw_hydro | existing_generic_nw_hydro | 2026 | 2 | 24.1942 | 0 |  | planned_existing |  | none | 0 | CAISO_Hydro | 1 | hydro | hydro_2026_2 | 70% | 1 | #N/A | 0 | ok | existing_generic | 1 | 0 | existing_generic_nw_hydro_existing_generic_nw_hydro_none | 0 | 0 | 1 | 1 | 1 | 1 | 1 | 1 | 1 | 1
SDCP | existing_generic_nw_hydro | existing_generic_nw_hydro | 2026 | 3 | 24.1942 | 0 |  | planned_existing |  | none | 0 | CAISO_Hydro | 1 | hydro | hydro_2026_3 | 73% | 1 | #N/A | 0 | ok | existing_generic | 1 | 0 | existing_generic_nw_hydro_existing_generic_nw_hydro_none | 0 | 0 | 1 | 1 | 1 | 1 | 1 | 1 | 1 | 1
SDCP | existing_generic_nw_hydro | existing_generic_nw_hydro | 2026 | 4 | 24.1942 | 0 |  | planned_existing |  | none | 0 | CAISO_Hydro | 1 | hydro | hydro_2026_4 | 72% | 1 | #N/A | 0 | ok | existing_generic | 1 | 0 | existing_generic_nw_hydro_existing_generic_nw_hydro_none | 0 | 0 | 1 | 1 | 1 | 1 | 1 | 1 | 1 | 1
SDCP | existing_generic_nw_hydro | existing_generic_nw_hydro | 2026 | 5 | 24.1942 | 0 |  | planned_existing |  | none | 0 | CAISO_Hydro | 1 | hydro | hydro_2026_5 | 69% | 1 | #N/A | 0 | ok | existing_generic | 1 | 0 | existing_generic_nw_hydro_existing_generic_nw_hydro_none | 0 | 0 | 1 | 1 | 1 | 1 | 1 | 1 | 1 | 1
SDCP | existing_generic_nw_hydro | existing_generic_nw_hydro | 2026 | 6 | 24.1942 | 0 |  | planned_existing |  | none | 0 | CAISO_Hydro | 1 | hydro | hydro_2026_6 | 74% | 1 | #N/A | 0 | ok | existing_generic | 1 | 0 | existing_generic_nw_hydro_existing_generic_nw_hydro_none | 0 | 0 | 1 | 1 | 1 | 1 | 1 | 1 | 1 | 1
SDCP | existing_generic_nw_hydro | existing_generic_nw_hydro | 2026 | 7 | 24.1942 | 0 |  | planned_existing |  | none | 0 | CAISO_Hydro | 1 | hydro | hydro_2026_7 | 73% | 1 | #N/A | 0 | ok | existing_generic | 1 | 0 | existing_generic_nw_hydro_existing_generic_nw_hydro_none | 0 | 0 | 1 | 1 | 1 | 1 | 1 | 1 | 1 | 1
SDCP | existing_generic_nw_hydro | existing_generic_nw_hydro | 2026 | 8 | 24.1942 | 0 |  | planned_existing |  | none | 0 | CAISO_Hydro | 1 | hydro | hydro_2026_8 | 72% | 1 | #N/A | 0 | ok | existing_generic | 1 | 0 | existing_generic_nw_hydro_existing_generic_nw_hydro_none | 0 | 0 | 1 | 1 | 1 | 1 | 1 | 1 | 1 | 1
SDCP | existing_generic_nw_hydro | existing_generic_nw_hydro | 2026 | 9 | 24.1942 | 0 |  | planned_existing |  | none | 0 | CAISO_Hydro | 1 | hydro | hydro_2026_9 | 71% | 1 | #N/A | 0 | ok | existing_generic | 1 | 0 | existing_generic_nw_hydro_existing_generic_nw_hydro_none | 0 | 0 | 1 | 1 | 1 | 1 | 1 | 1 | 1 | 1
SDCP | existing_generic_nw_hydro | existing_generic_nw_hydro | 2026 | 10 | 24.1942 | 0 |  | planned_existing |  | none | 0 | CAISO_Hydro | 1 | hydro | hydro_2026_10 | 64% | 1 | #N/A | 0 | ok | existing_generic | 1 | 0 | existing_generic_nw_hydro_existing_generic_nw_hydro_none | 0 | 0 | 1 | 1 | 1 | 1 | 1 | 1 | 1 | 1
SDCP | existing_generic_nw_hydro | existing_generic_nw_hydro | 2026 | 11 | 24.1942 | 0 |  | planned_existing |  | none | 0 | CAISO_Hydro | 1 | hydro | hydro_2026_11 | 56% | 1 | #N/A | 0 | ok | existing_generic | 1 | 0 | existing_generic_nw_hydro_existing_generic_nw_hydro_none | 0 | 0 | 1 | 1 | 1 | 1 | 1 | 1 | 1 | 1
SDCP | existing_generic_nw_hydro | existing_generic_nw_hydro | 2026 | 12 | 24.1942 | 0 |  | planned_existing |  | none | 0 | CAISO_Hydro | 1 | hydro | hydro_2026_12 | 64% | 1 | #N/A | 0 | ok | existing_generic | 1 | 0 | existing_generic_nw_hydro_existing_generic_nw_hydro_none | 0 | 0 | 1 | 1 | 1 | 1 | 1 | 1 | 1 | 1
SDCP | existing_generic_nw_hydro | existing_generic_nw_hydro | 2027 | 1 | 25.6411 | 0 |  | planned_existing |  | none | 0 | CAISO_Hydro | 1 | hydro | hydro_2027_1 | 60% | 1 | #N/A | 0 | ok | existing_generic | 1 | 0 | existing_generic_nw_hydro_existing_generic_nw_hydro_none | 0 | 0 | 1 | 1 | 1 | 1 | 1 | 1 | 1 | 1
SDCP | existing_generic_nw_hydro | existing_generic_nw_hydro | 2027 | 2 | 25.6411 | 0 |  | planned_existing |  | none | 0 | CAISO_Hydro | 1 | hydro | hydro_2027_2 | 70% | 1 | #N/A | 0 | ok | existing_generic | 1 | 0 | existing_generic_nw_hydro_existing_generic_nw_hydro_none | 0 | 0 | 1 | 1 | 1 | 1 | 1 | 1 | 1 | 1
SDCP | existing_generic_nw_hydro | existing_generic_nw_hydro | 2027 | 3 | 25.6411 | 0 |  | planned_existing |  | none | 0 | CAISO_Hydro | 1 | hydro | hydro_2027_3 | 73% | 1 | #N/A | 0 | ok | existing_generic | 1 | 0 | existing_generic_nw_hydro_existing_generic_nw_hydro_none | 0 | 0 | 1 | 1 | 1 | 1 | 1 | 1 | 1 | 1
SDCP | existing_generic_nw_hydro | existing_generic_nw_hydro | 2027 | 4 | 25.6411 | 0 |  | planned_existing |  | none | 0 | CAISO_Hydro | 1 | hydro | hydro_2027_4 | 72% | 1 | #N/A | 0 | ok | existing_generic | 1 | 0 | existing_generic_nw_hydro_existing_generic_nw_hydro_none | 0 | 0 | 1 | 1 | 1 | 1 | 1 | 1 | 1 | 1
SDCP | existing_generic_nw_hydro | existing_generic_nw_hydro | 2027 | 5 | 25.6411 | 0 |  | planned_existing |  | none | 0 | CAISO_Hydro | 1 | hydro | hydro_2027_5 | 69% | 1 | #N/A | 0 | ok | existing_generic | 1 | 0 | existing_generic_nw_hydro_existing_generic_nw_hydro_none | 0 | 0 | 1 | 1 | 1 | 1 | 1 | 1 | 1 | 1
SDCP | existing_generic_nw_hydro | existing_generic_nw_hydro | 2027 | 6 | 25.6411 | 0 |  | planned_existing |  | none | 0 | CAISO_Hydro | 1 | hydro | hydro_2027_6 | 74% | 1 | #N/A | 0 | ok | existing_generic | 1 | 0 | existing_generic_nw_hydro_existing_generic_nw_hydro_none | 0 | 0 | 1 | 1 | 1 | 1 | 1 | 1 | 1 | 1
SDCP | existing_generic_nw_hydro | existing_generic_nw_hydro | 2027 | 7 | 25.6411 | 0 |  | planned_existing |  | none | 0 | CAISO_Hydro | 1 | hydro | hydro_2027_7 | 73% | 1 | #N/A | 0 | ok | existing_generic | 1 | 0 | existing_generic_nw_hydro_existing_generic_nw_hydro_none | 0 | 0 | 1 | 1 | 1 | 1 | 1 | 1 | 1 | 1
SDCP | existing_generic_nw_hydro | existing_generic_nw_hydro | 2027 | 8 | 25.6411 | 0 |  | planned_existing |  | none | 0 | CAISO_Hydro | 1 | hydro | hydro_2027_8 | 72% | 1 | #N/A | 0 | ok | existing_generic | 1 | 0 | existing_generic_nw_hydro_existing_generic_nw_hydro_none | 0 | 0 | 1 | 1 | 1 | 1 | 1 | 1 | 1 | 1
SDCP | existing_generic_nw_hydro | existing_generic_nw_hydro | 2027 | 9 | 25.6411 | 0 |  | planned_existing |  | none | 0 | CAISO_Hydro | 1 | hydro | hydro_2027_9 | 71% | 1 | #N/A | 0 | ok | existing_generic | 1 | 0 | existing_generic_nw_hydro_existing_generic_nw_hydro_none | 0 | 0 | 1 | 1 | 1 | 1 | 1 | 1 | 1 | 1
SDCP | existing_generic_nw_hydro | existing_generic_nw_hydro | 2027 | 10 | 25.6411 | 0 |  | planned_existing |  | none | 0 | CAISO_Hydro | 1 | hydro | hydro_2027_10 | 64% | 1 | #N/A | 0 | ok | existing_generic | 1 | 0 | existing_generic_nw_hydro_existing_generic_nw_hydro_none | 0 | 0 | 1 | 1 | 1 | 1 | 1 | 1 | 1 | 1
SDCP | existing_generic_nw_hydro | existing_generic_nw_hydro | 2027 | 11 | 25.6411 | 0 |  | planned_existing |  | none | 0 | CAISO_Hydro | 1 | hydro | hydro_2027_11 | 56% | 1 | #N/A | 0 | ok | existing_generic | 1 | 0 | existing_generic_nw_hydro_existing_generic_nw_hydro_none | 0 | 0 | 1 | 1 | 1 | 1 | 1 | 1 | 1 | 1
SDCP | existing_generic_nw_hydro | existing_generic_nw_hydro | 2027 | 12 | 25.6411 | 0 |  | planned_existing |  | none | 0 | CAISO_Hydro | 1 | hydro | hydro_2027_12 | 64% | 1 | #N/A | 0 | ok | existing_generic | 1 | 0 | existing_generic_nw_hydro_existing_generic_nw_hydro_none | 0 | 0 | 1 | 1 | 1 | 1 | 1 | 1 | 1 | 1
SDCP | existing_generic_nw_hydro | existing_generic_nw_hydro | 2028 | 1 | 24.7038 | 0 |  | planned_existing |  | none | 0 | CAISO_Hydro | 1 | hydro | hydro_2028_1 | 60% | 1 | #N/A | 0 | ok | existing_generic | 1 | 0 | existing_generic_nw_hydro_existing_generic_nw_hydro_none | 0 | 0 | 1 | 1 | 1 | 1 | 1 | 1 | 1 | 1
SDCP | existing_generic_nw_hydro | existing_generic_nw_hydro | 2028 | 2 | 24.7038 | 0 |  | planned_existing |  | none | 0 | CAISO_Hydro | 1 | hydro | hydro_2028_2 | 70% | 1 | #N/A | 0 | ok | existing_generic | 1 | 0 | existing_generic_nw_hydro_existing_generic_nw_hydro_none | 0 | 0 | 1 | 1 | 1 | 1 | 1 | 1 | 1 | 1
SDCP | existing_generic_nw_hydro | existing_generic_nw_hydro | 2028 | 3 | 24.7038 | 0 |  | planned_existing |  | none | 0 | CAISO_Hydro | 1 | hydro | hydro_2028_3 | 73% | 1 | #N/A | 0 | ok | existing_generic | 1 | 0 | existing_generic_nw_hydro_existing_generic_nw_hydro_none | 0 | 0 | 1 | 1 | 1 | 1 | 1 | 1 | 1 | 1
SDCP | existing_generic_nw_hydro | existing_generic_nw_hydro | 2028 | 4 | 24.7038 | 0 |  | planned_existing |  | none | 0 | CAISO_Hydro | 1 | hydro | hydro_2028_4 | 72% | 1 | #N/A | 0 | ok | existing_generic | 1 | 0 | existing_generic_nw_hydro_existing_generic_nw_hydro_none | 0 | 0 | 1 | 1 | 1 | 1 | 1 | 1 | 1 | 1
SDCP | existing_generic_nw_hydro | existing_generic_nw_hydro | 2028 | 5 | 24.7038 | 0 |  | planned_existing |  | none | 0 | CAISO_Hydro | 1 | hydro | hydro_2028_5 | 69% | 1 | #N/A | 0 | ok | existing_generic | 1 | 0 | existing_generic_nw_hydro_existing_generic_nw_hydro_none | 0 | 0 | 1 | 1 | 1 | 1 | 1 | 1 | 1 | 1
SDCP | existing_generic_nw_hydro | existing_generic_nw_hydro | 2028 | 6 | 24.7038 | 0 |  | planned_existing |  | none | 0 | CAISO_Hydro | 1 | hydro | hydro_2028_6 | 74% | 1 | #N/A | 0 | ok | existing_generic | 1 | 0 | existing_generic_nw_hydro_existing_generic_nw_hydro_none | 0 | 0 | 1 | 1 | 1 | 1 | 1 | 1 | 1 | 1
SDCP | existing_generic_nw_hydro | existing_generic_nw_hydro | 2028 | 7 | 24.7038 | 0 |  | planned_existing |  | none | 0 | CAISO_Hydro | 1 | hydro | hydro_2028_7 | 73% | 1 | #N/A | 0 | ok | existing_generic | 1 | 0 | existing_generic_nw_hydro_existing_generic_nw_hydro_none | 0 | 0 | 1 | 1 | 1 | 1 | 1 | 1 | 1 | 1
SDCP | existing_generic_nw_hydro | existing_generic_nw_hydro | 2028 | 8 | 24.7038 | 0 |  | planned_existing |  | none | 0 | CAISO_Hydro | 1 | hydro | hydro_2028_8 | 72% | 1 | #N/A | 0 | ok | existing_generic | 1 | 0 | existing_generic_nw_hydro_existing_generic_nw_hydro_none | 0 | 0 | 1 | 1 | 1 | 1 | 1 | 1 | 1 | 1
SDCP | existing_generic_nw_hydro | existing_generic_nw_hydro | 2028 | 9 | 24.7038 | 0 |  | planned_existing |  | none | 0 | CAISO_Hydro | 1 | hydro | hydro_2028_9 | 71% | 1 | #N/A | 0 | ok | existing_generic | 1 | 0 | existing_generic_nw_hydro_existing_generic_nw_hydro_none | 0 | 0 | 1 | 1 | 1 | 1 | 1 | 1 | 1 | 1
SDCP | existing_generic_nw_hydro | existing_generic_nw_hydro | 2028 | 10 | 24.7038 | 0 |  | planned_existing |  | none | 0 | CAISO_Hydro | 1 | hydro | hydro_2028_10 | 64% | 1 | #N/A | 0 | ok | existing_generic | 1 | 0 | existing_generic_nw_hydro_existing_generic_nw_hydro_none | 0 | 0 | 1 | 1 | 1 | 1 | 1 | 1 | 1 | 1
SDCP | existing_generic_nw_hydro | existing_generic_nw_hydro | 2028 | 11 | 24.7038 | 0 |  | planned_existing |  | none | 0 | CAISO_Hydro | 1 | hydro | hydro_2028_11 | 56% | 1 | #N/A | 0 | ok | existing_generic | 1 | 0 | existing_generic_nw_hydro_existing_generic_nw_hydro_none | 0 | 0 | 1 | 1 | 1 | 1 | 1 | 1 | 1 | 1
SDCP | existing_generic_nw_hydro | existing_generic_nw_hydro | 2028 | 12 | 24.7038 | 0 |  | planned_existing |  | none | 0 | CAISO_Hydro | 1 | hydro | hydro_2028_12 | 64% | 1 | #N/A | 0 | ok | existing_generic | 1 | 0 | existing_generic_nw_hydro_existing_generic_nw_hydro_none | 0 | 0 | 1 | 1 | 1 | 1 | 1 | 1 | 1 | 1
SDCP | existing_generic_nw_hydro | existing_generic_nw_hydro | 2029 | 1 | 26.8117 | 0 |  | planned_existing |  | none | 0 | CAISO_Hydro | 1 | hydro | hydro_2029_1 | 60% | 1 | #N/A | 0 | ok | existing_generic | 1 | 0 | existing_generic_nw_hydro_existing_generic_nw_hydro_none | 0 | 0 | 1 | 1 | 1 | 1 | 1 | 1 | 1 | 1
SDCP | existing_generic_nw_hydro | existing_generic_nw_hydro | 2029 | 2 | 26.8117 | 0 |  | planned_existing |  | none | 0 | CAISO_Hydro | 1 | hydro | hydro_2029_2 | 70% | 1 | #N/A | 0 | ok | existing_generic | 1 | 0 | existing_generic_nw_hydro_existing_generic_nw_hydro_none | 0 | 0 | 1 | 1 | 1 | 1 | 1 | 1 | 1 | 1
SDCP | existing_generic_nw_hydro | existing_generic_nw_hydro | 2029 | 3 | 26.8117 | 0 |  | planned_existing |  | none | 0 | CAISO_Hydro | 1 | hydro | hydro_2029_3 | 73% | 1 | #N/A | 0 | ok | existing_generic | 1 | 0 | existing_generic_nw_hydro_existing_generic_nw_hydro_none | 0 | 0 | 1 | 1 | 1 | 1 | 1 | 1 | 1 | 1
SDCP | existing_generic_nw_hydro | existing_generic_nw_hydro | 2029 | 4 | 26.8117 | 0 |  | planned_existing |  | none | 0 | CAISO_Hydro | 1 | hydro | hydro_2029_4 | 72% | 1 | #N/A | 0 | ok | existing_generic | 1 | 0 | existing_generic_nw_hydro_existing_generic_nw_hydro_none | 0 | 0 | 1 | 1 | 1 | 1 | 1 | 1 | 1 | 1
SDCP | existing_generic_nw_hydro | existing_generic_nw_hydro | 2029 | 5 | 26.8117 | 0 |  | planned_existing |  | none | 0 | CAISO_Hydro | 1 | hydro | hydro_2029_5 | 69% | 1 | #N/A | 0 | ok | existing_generic | 1 | 0 | existing_generic_nw_hydro_existing_generic_nw_hydro_none | 0 | 0 | 1 | 1 | 1 | 1 | 1 | 1 | 1 | 1
SDCP | existing_generic_nw_hydro | existing_generic_nw_hydro | 2029 | 6 | 26.8117 | 0 |  | planned_existing |  | none | 0 | CAISO_Hydro | 1 | hydro | hydro_2029_6 | 74% | 1 | #N/A | 0 | ok | existing_generic | 1 | 0 | existing_generic_nw_hydro_existing_generic_nw_hydro_none | 0 | 0 | 1 | 1 | 1 | 1 | 1 | 1 | 1 | 1
SDCP | existing_generic_nw_hydro | existing_generic_nw_hydro | 2029 | 7 | 26.8117 | 0 |  | planned_existing |  | none | 0 | CAISO_Hydro | 1 | hydro | hydro_2029_7 | 73% | 1 | #N/A | 0 | ok | existing_generic | 1 | 0 | existing_generic_nw_hydro_existing_generic_nw_hydro_none | 0 | 0 | 1 | 1 | 1 | 1 | 1 | 1 | 1 | 1
SDCP | existing_generic_nw_hydro | existing_generic_nw_hydro | 2029 | 8 | 26.8117 | 0 |  | planned_existing |  | none | 0 | CAISO_Hydro | 1 | hydro | hydro_2029_8 | 72% | 1 | #N/A | 0 | ok | existing_generic | 1 | 0 | existing_generic_nw_hydro_existing_generic_nw_hydro_none | 0 | 0 | 1 | 1 | 1 | 1 | 1 | 1 | 1 | 1
SDCP | existing_generic_nw_hydro | existing_generic_nw_hydro | 2029 | 9 | 26.8117 | 0 |  | planned_existing |  | none | 0 | CAISO_Hydro | 1 | hydro | hydro_2029_9 | 71% | 1 | #N/A | 0 | ok | existing_generic | 1 | 0 | existing_generic_nw_hydro_existing_generic_nw_hydro_none | 0 | 0 | 1 | 1 | 1 | 1 | 1 | 1 | 1 | 1
SDCP | existing_generic_nw_hydro | existing_generic_nw_hydro | 2029 | 10 | 26.8117 | 0 |  | planned_existing |  | none | 0 | CAISO_Hydro | 1 | hydro | hydro_2029_10 | 64% | 1 | #N/A | 0 | ok | existing_generic | 1 | 0 | existing_generic_nw_hydro_existing_generic_nw_hydro_none | 0 | 0 | 1 | 1 | 1 | 1 | 1 | 1 | 1 | 1
SDCP | existing_generic_nw_hydro | existing_generic_nw_hydro | 2029 | 11 | 26.8117 | 0 |  | planned_existing |  | none | 0 | CAISO_Hydro | 1 | hydro | hydro_2029_11 | 56% | 1 | #N/A | 0 | ok | existing_generic | 1 | 0 | existing_generic_nw_hydro_existing_generic_nw_hydro_none | 0 | 0 | 1 | 1 | 1 | 1 | 1 | 1 | 1 | 1
SDCP | existing_generic_nw_hydro | existing_generic_nw_hydro | 2029 | 12 | 26.8117 | 0 |  | planned_existing |  | none | 0 | CAISO_Hydro | 1 | hydro | hydro_2029_12 | 64% | 1 | #N/A | 0 | ok | existing_generic | 1 | 0 | existing_generic_nw_hydro_existing_generic_nw_hydro_none | 0 | 0 | 1 | 1 | 1 | 1 | 1 | 1 | 1 | 1
SDCP | existing_generic_nw_hydro | existing_generic_nw_hydro | 2030 | 1 | 28.9471 | 0 |  | planned_existing |  | none | 0 | CAISO_Hydro | 1 | hydro | hydro_2030_1 | 60% | 1 | #N/A | 0 | ok | existing_generic | 1 | 0 | existing_generic_nw_hydro_existing_generic_nw_hydro_none | 0 | 0 | 1 | 1 | 1 | 1 | 1 | 1 | 1 | 1
SDCP | existing_generic_nw_hydro | existing_generic_nw_hydro | 2030 | 2 | 28.9471 | 0 |  | planned_existing |  | none | 0 | CAISO_Hydro | 1 | hydro | hydro_2030_2 | 70% | 1 | #N/A | 0 | ok | existing_generic | 1 | 0 | existing_generic_nw_hydro_existing_generic_nw_hydro_none | 0 | 0 | 1 | 1 | 1 | 1 | 1 | 1 | 1 | 1
SDCP | existing_generic_nw_hydro | existing_generic_nw_hydro | 2030 | 3 | 28.9471 | 0 |  | planned_existing |  | none | 0 | CAISO_Hydro | 1 | hydro | hydro_2030_3 | 73% | 1 | #N/A | 0 | ok | existing_generic | 1 | 0 | existing_generic_nw_hydro_existing_generic_nw_hydro_none | 0 | 0 | 1 | 1 | 1 | 1 | 1 | 1 | 1 | 1
SDCP | existing_generic_nw_hydro | existing_generic_nw_hydro | 2030 | 4 | 28.9471 | 0 |  | planned_existing |  | none | 0 | CAISO_Hydro | 1 | hydro | hydro_2030_4 | 72% | 1 | #N/A | 0 | ok | existing_generic | 1 | 0 | existing_generic_nw_hydro_existing_generic_nw_hydro_none | 0 | 0 | 1 | 1 | 1 | 1 | 1 | 1 | 1 | 1
SDCP | existing_generic_nw_hydro | existing_generic_nw_hydro | 2030 | 5 | 28.9471 | 0 |  | planned_existing |  | none | 0 | CAISO_Hydro | 1 | hydro | hydro_2030_5 | 69% | 1 | #N/A | 0 | ok | existing_generic | 1 | 0 | existing_generic_nw_hydro_existing_generic_nw_hydro_none | 0 | 0 | 1 | 1 | 1 | 1 | 1 | 1 | 1 | 1
SDCP | existing_generic_nw_hydro | existing_generic_nw_hydro | 2030 | 6 | 28.9471 | 0 |  | planned_existing |  | none | 0 | CAISO_Hydro | 1 | hydro | hydro_2030_6 | 74% | 1 | #N/A | 0 | ok | existing_generic | 1 | 0 | existing_generic_nw_hydro_existing_generic_nw_hydro_none | 0 | 0 | 1 | 1 | 1 | 1 | 1 | 1 | 1 | 1
SDCP | existing_generic_nw_hydro | existing_generic_nw_hydro | 2030 | 7 | 28.9471 | 0 |  | planned_existing |  | none | 0 | CAISO_Hydro | 1 | hydro | hydro_2030_7 | 73% | 1 | #N/A | 0 | ok | existing_generic | 1 | 0 | existing_generic_nw_hydro_existing_generic_nw_hydro_none | 0 | 0 | 1 | 1 | 1 | 1 | 1 | 1 | 1 | 1
SDCP | existing_generic_nw_hydro | existing_generic_nw_hydro | 2030 | 8 | 28.9471 | 0 |  | planned_existing |  | none | 0 | CAISO_Hydro | 1 | hydro | hydro_2030_8 | 72% | 1 | #N/A | 0 | ok | existing_generic | 1 | 0 | existing_generic_nw_hydro_existing_generic_nw_hydro_none | 0 | 0 | 1 | 1 | 1 | 1 | 1 | 1 | 1 | 1
SDCP | existing_generic_nw_hydro | existing_generic_nw_hydro | 2030 | 9 | 28.9471 | 0 |  | planned_existing |  | none | 0 | CAISO_Hydro | 1 | hydro | hydro_2030_9 | 71% | 1 | #N/A | 0 | ok | existing_generic | 1 | 0 | existing_generic_nw_hydro_existing_generic_nw_hydro_none | 0 | 0 | 1 | 1 | 1 | 1 | 1 | 1 | 1 | 1
SDCP | existing_generic_nw_hydro | existing_generic_nw_hydro | 2030 | 10 | 28.9471 | 0 |  | planned_existing |  | none | 0 | CAISO_Hydro | 1 | hydro | hydro_2030_10 | 64% | 1 | #N/A | 0 | ok | existing_generic | 1 | 0 | existing_generic_nw_hydro_existing_generic_nw_hydro_none | 0 | 0 | 1 | 1 | 1 | 1 | 1 | 1 | 1 | 1
SDCP | existing_generic_nw_hydro | existing_generic_nw_hydro | 2030 | 11 | 28.9471 | 0 |  | planned_existing |  | none | 0 | CAISO_Hydro | 1 | hydro | hydro_2030_11 | 56% | 1 | #N/A | 0 | ok | existing_generic | 1 | 0 | existing_generic_nw_hydro_existing_generic_nw_hydro_none | 0 | 0 | 1 | 1 | 1 | 1 | 1 | 1 | 1 | 1
SDCP | existing_generic_nw_hydro | existing_generic_nw_hydro | 2030 | 12 | 28.9471 | 0 |  | planned_existing |  | none | 0 | CAISO_Hydro | 1 | hydro | hydro_2030_12 | 64% | 1 | #N/A | 0 | ok | existing_generic | 1 | 0 | existing_generic_nw_hydro_existing_generic_nw_hydro_none | 0 | 0 | 1 | 1 | 1 | 1 | 1 | 1 | 1 | 1
SDGE | New_Li_Battery | D.19-11-016 Resource 1 | 2022 | 8 | 0 |  | 0.41055 | review | 2 | Resource 1. 50 MW, 100 MWh battery. | 50 | CAISO_Battery | 0 | battery | battery_2022_8 | 100% | 0.5 | 10.2639 | 10.2639 | ok | new_resolve | 0 | 1 | New_Li_Battery_D.19-11-016 Resource 1_Resource 1. 50 MW, 100 MWh battery. | 1 | 17 | 1 | 1 | 1 | 1 | 1 | 1 | 1 | 1
SDGE | New_Li_Battery | D.19-11-016 Resource 1 | 2022 | 9 | 0 |  | 0.41055 | review | 2 | Resource 1. 50 MW, 100 MWh battery. | 50 | CAISO_Battery | 0 | battery | battery_2022_9 | 100% | 0.5 | 10.2639 | 10.2639 | ok | new_resolve | 0 | 1 | New_Li_Battery_D.19-11-016 Resource 1_Resource 1. 50 MW, 100 MWh battery. | 0 | 0 | 1 | 1 | 1 | 1 | 1 | 1 | 1 | 1
SDGE | New_Li_Battery | D.19-11-016 Resource 1 | 2022 | 10 | 0 |  | 0.41055 | review | 2 | Resource 1. 50 MW, 100 MWh battery. | 50 | CAISO_Battery | 0 | battery | battery_2022_10 | 100% | 0.5 | 10.2639 | 10.2639 | ok | new_resolve | 0 | 1 | New_Li_Battery_D.19-11-016 Resource 1_Resource 1. 50 MW, 100 MWh battery. | 0 | 0 | 1 | 1 | 1 | 1 | 1 | 1 | 1 | 1
SDGE | New_Li_Battery | D.19-11-016 Resource 1 | 2022 | 11 | 0 |  | 0.41055 | review | 2 | Resource 1. 50 MW, 100 MWh battery. | 50 | CAISO_Battery | 0 | battery | battery_2022_11 | 100% | 0.5 | 10.2639 | 10.2639 | ok | new_resolve | 0 | 1 | New_Li_Battery_D.19-11-016 Resource 1_Resource 1. 50 MW, 100 MWh battery. | 0 | 0 | 1 | 1 | 1 | 1 | 1 | 1 | 1 | 1
SDGE | New_Li_Battery | D.19-11-016 Resource 1 | 2022 | 12 | 0 |  | 0.41055 | review | 2 | Resource 1. 50 MW, 100 MWh battery. | 50 | CAISO_Battery | 0 | battery | battery_2022_12 | 100% | 0.5 | 10.2639 | 10.2639 | ok | new_resolve | 0 | 1 | New_Li_Battery_D.19-11-016 Resource 1_Resource 1. 50 MW, 100 MWh battery. | 0 | 0 | 1 | 1 | 1 | 1 | 1 | 1 | 1 | 1
SDGE | New_Li_Battery | D.19-11-016 Resource 1 | 2023 | 1 | 0 |  | 0.41055 | review | 2 | Resource 1. 50 MW, 100 MWh battery. | 50 | CAISO_Battery | 0 | battery | battery_2023_1 | 100% | 0.5 | 10.2639 | 10.2639 | ok | new_resolve | 0 | 1 | New_Li_Battery_D.19-11-016 Resource 1_Resource 1. 50 MW, 100 MWh battery. | 0 | 0 | 1 | 1 | 1 | 1 | 1 | 1 | 1 | 1
SDGE | New_Li_Battery | D.19-11-016 Resource 1 | 2023 | 2 | 0 |  | 0.41055 | review | 2 | Resource 1. 50 MW, 100 MWh battery. | 50 | CAISO_Battery | 0 | battery | battery_2023_2 | 100% | 0.5 | 10.2639 | 10.2639 | ok | new_resolve | 0 | 1 | New_Li_Battery_D.19-11-016 Resource 1_Resource 1. 50 MW, 100 MWh battery. | 0 | 0 | 1 | 1 | 1 | 1 | 1 | 1 | 1 | 1
SDGE | New_Li_Battery | D.19-11-016 Resource 1 | 2023 | 3 | 0 |  | 0.41055 | review | 2 | Resource 1. 50 MW, 100 MWh battery. | 50 | CAISO_Battery | 0 | battery | battery_2023_3 | 100% | 0.5 | 10.2639 | 10.2639 | ok | new_resolve | 0 | 1 | New_Li_Battery_D.19-11-016 Resource 1_Resource 1. 50 MW, 100 MWh battery. | 0 | 0 | 1 | 1 | 1 | 1 | 1 | 1 | 1 | 1
SDGE | New_Li_Battery | D.19-11-016 Resource 1 | 2023 | 4 | 0 |  | 0.41055 | review | 2 | Resource 1. 50 MW, 100 MWh battery. | 50 | CAISO_Battery | 0 | battery | battery_2023_4 | 100% | 0.5 | 10.2639 | 10.2639 | ok | new_resolve | 0 | 1 | New_Li_Battery_D.19-11-016 Resource 1_Resource 1. 50 MW, 100 MWh battery. | 0 | 0 | 1 | 1 | 1 | 1 | 1 | 1 | 1 | 1
SDGE | New_Li_Battery | D.19-11-016 Resource 1 | 2023 | 5 | 0 |  | 0.41055 | review | 2 | Resource 1. 50 MW, 100 MWh battery. | 50 | CAISO_Battery | 0 | battery | battery_2023_5 | 100% | 0.5 | 10.2639 | 10.2639 | ok | new_resolve | 0 | 1 | New_Li_Battery_D.19-11-016 Resource 1_Resource 1. 50 MW, 100 MWh battery. | 0 | 0 | 1 | 1 | 1 | 1 | 1 | 1 | 1 | 1
SDGE | New_Li_Battery | D.19-11-016 Resource 1 | 2023 | 6 | 0 |  | 0.41055 | review | 2 | Resource 1. 50 MW, 100 MWh battery. | 50 | CAISO_Battery | 0 | battery | battery_2023_6 | 100% | 0.5 | 10.2639 | 10.2639 | ok | new_resolve | 0 | 1 | New_Li_Battery_D.19-11-016 Resource 1_Resource 1. 50 MW, 100 MWh battery. | 0 | 0 | 1 | 1 | 1 | 1 | 1 | 1 | 1 | 1
SDGE | New_Li_Battery | D.19-11-016 Resource 1 | 2023 | 7 | 0 |  | 0.41055 | review | 2 | Resource 1. 50 MW, 100 MWh battery. | 50 | CAISO_Battery | 0 | battery | battery_2023_7 | 100% | 0.5 | 10.2639 | 10.2639 | ok | new_resolve | 0 | 1 | New_Li_Battery_D.19-11-016 Resource 1_Resource 1. 50 MW, 100 MWh battery. | 0 | 0 | 1 | 1 | 1 | 1 | 1 | 1 | 1 | 1
SDGE | New_Li_Battery | D.19-11-016 Resource 1 | 2023 | 8 | 0 |  | 0.41055 | review | 2 | Resource 1. 50 MW, 100 MWh battery. | 50 | CAISO_Battery | 0 | battery | battery_2023_8 | 100% | 0.5 | 10.2639 | 10.2639 | ok | new_resolve | 0 | 1 | New_Li_Battery_D.19-11-016 Resource 1_Resource 1. 50 MW, 100 MWh battery. | 0 | 0 | 1 | 1 | 1 | 1 | 1 | 1 | 1 | 1
SDGE | New_Li_Battery | D.19-11-016 Resource 1 | 2023 | 9 | 0 |  | 0.41055 | review | 2 | Resource 1. 50 MW, 100 MWh battery. | 50 | CAISO_Battery | 0 | battery | battery_2023_9 | 100% | 0.5 | 10.2639 | 10.2639 | ok | new_resolve | 0 | 1 | New_Li_Battery_D.19-11-016 Resource 1_Resource 1. 50 MW, 100 MWh battery. | 0 | 0 | 1 | 1 | 1 | 1 | 1 | 1 | 1 | 1
SDGE | New_Li_Battery | D.19-11-016 Resource 1 | 2023 | 10 | 0 |  | 0.41055 | review | 2 | Resource 1. 50 MW, 100 MWh battery. | 50 | CAISO_Battery | 0 | battery | battery_2023_10 | 100% | 0.5 | 10.2639 | 10.2639 | ok | new_resolve | 0 | 1 | New_Li_Battery_D.19-11-016 Resource 1_Resource 1. 50 MW, 100 MWh battery. | 0 | 0 | 1 | 1 | 1 | 1 | 1 | 1 | 1 | 1
SDGE | New_Li_Battery | D.19-11-016 Resource 1 | 2023 | 11 | 0 |  | 0.41055 | review | 2 | Resource 1. 50 MW, 100 MWh battery. | 50 | CAISO_Battery | 0 | battery | battery_2023_11 | 100% | 0.5 | 10.2639 | 10.2639 | ok | new_resolve | 0 | 1 | New_Li_Battery_D.19-11-016 Resource 1_Resource 1. 50 MW, 100 MWh battery. | 0 | 0 | 1 | 1 | 1 | 1 | 1 | 1 | 1 | 1
SDGE | New_Li_Battery | D.19-11-016 Resource 1 | 2023 | 12 | 0 |  | 0.41055 | review | 2 | Resource 1. 50 MW, 100 MWh battery. | 50 | CAISO_Battery | 0 | battery | battery_2023_12 | 100% | 0.5 | 10.2639 | 10.2639 | ok | new_resolve | 0 | 1 | New_Li_Battery_D.19-11-016 Resource 1_Resource 1. 50 MW, 100 MWh battery. | 0 | 0 | 1 | 1 | 1 | 1 | 1 | 1 | 1 | 1
SDGE | New_Li_Battery | D.19-11-016 Resource 1 | 2024 | 1 | 0 |  | 0.41055 | review | 2 | Resource 1. 50 MW, 100 MWh battery. | 50 | CAISO_Battery | 0 | battery | battery_2024_1 | 100% | 0.5 | 10.2639 | 10.2639 | ok | new_resolve | 0 | 1 | New_Li_Battery_D.19-11-016 Resource 1_Resource 1. 50 MW, 100 MWh battery. | 0 | 0 | 1 | 1 | 1 | 1 | 1 | 1 | 1 | 1
SDGE | New_Li_Battery | D.19-11-016 Resource 1 | 2024 | 2 | 0 |  | 0.41055 | review | 2 | Resource 1. 50 MW, 100 MWh battery. | 50 | CAISO_Battery | 0 | battery | battery_2024_2 | 100% | 0.5 | 10.2639 | 10.2639 | ok | new_resolve | 0 | 1 | New_Li_Battery_D.19-11-016 Resource 1_Resource 1. 50 MW, 100 MWh battery. | 0 | 0 | 1 | 1 | 1 | 1 | 1 | 1 | 1 | 1
SDGE | New_Li_Battery | D.19-11-016 Resource 1 | 2024 | 3 | 0 |  | 0.41055 | review | 2 | Resource 1. 50 MW, 100 MWh battery. | 50 | CAISO_Battery | 0 | battery | battery_2024_3 | 100% | 0.5 | 10.2639 | 10.2639 | ok | new_resolve | 0 | 1 | New_Li_Battery_D.19-11-016 Resource 1_Resource 1. 50 MW, 100 MWh battery. | 0 | 0 | 1 | 1 | 1 | 1 | 1 | 1 | 1 | 1
SDGE | New_Li_Battery | D.19-11-016 Resource 1 | 2024 | 4 | 0 |  | 0.41055 | review | 2 | Resource 1. 50 MW, 100 MWh battery. | 50 | CAISO_Battery | 0 | battery | battery_2024_4 | 100% | 0.5 | 10.2639 | 10.2639 | ok | new_resolve | 0 | 1 | New_Li_Battery_D.19-11-016 Resource 1_Resource 1. 50 MW, 100 MWh battery. | 0 | 0 | 1 | 1 | 1 | 1 | 1 | 1 | 1 | 1
SDGE | New_Li_Battery | D.19-11-016 Resource 1 | 2024 | 5 | 0 |  | 0.41055 | review | 2 | Resource 1. 50 MW, 100 MWh battery. | 50 | CAISO_Battery | 0 | battery | battery_2024_5 | 100% | 0.5 | 10.2639 | 10.2639 | ok | new_resolve | 0 | 1 | New_Li_Battery_D.19-11-016 Resource 1_Resource 1. 50 MW, 100 MWh battery. | 0 | 0 | 1 | 1 | 1 | 1 | 1 | 1 | 1 | 1
SDGE | New_Li_Battery | D.19-11-016 Resource 1 | 2024 | 6 | 0 |  | 0.41055 | review | 2 | Resource 1. 50 MW, 100 MWh battery. | 50 | CAISO_Battery | 0 | battery | battery_2024_6 | 100% | 0.5 | 10.2639 | 10.2639 | ok | new_resolve | 0 | 1 | New_Li_Battery_D.19-11-016 Resource 1_Resource 1. 50 MW, 100 MWh battery. | 0 | 0 | 1 | 1 | 1 | 1 | 1 | 1 | 1 | 1
SDGE | New_Li_Battery | D.19-11-016 Resource 1 | 2024 | 7 | 0 |  | 0.41055 | review | 2 | Resource 1. 50 MW, 100 MWh battery. | 50 | CAISO_Battery | 0 | battery | battery_2024_7 | 100% | 0.5 | 10.2639 | 10.2639 | ok | new_resolve | 0 | 1 | New_Li_Battery_D.19-11-016 Resource 1_Resource 1. 50 MW, 100 MWh battery. | 0 | 0 | 1 | 1 | 1 | 1 | 1 | 1 | 1 | 1
SDGE | New_Li_Battery | D.19-11-016 Resource 1 | 2024 | 8 | 0 |  | 0.41055 | review | 2 | Resource 1. 50 MW, 100 MWh battery. | 50 | CAISO_Battery | 0 | battery | battery_2024_8 | 100% | 0.5 | 10.2639 | 10.2639 | ok | new_resolve | 0 | 1 | New_Li_Battery_D.19-11-016 Resource 1_Resource 1. 50 MW, 100 MWh battery. | 0 | 0 | 1 | 1 | 1 | 1 | 1 | 1 | 1 | 1
SDGE | New_Li_Battery | D.19-11-016 Resource 1 | 2024 | 9 | 0 |  | 0.41055 | review | 2 | Resource 1. 50 MW, 100 MWh battery. | 50 | CAISO_Battery | 0 | battery | battery_2024_9 | 100% | 0.5 | 10.2639 | 10.2639 | ok | new_resolve | 0 | 1 | New_Li_Battery_D.19-11-016 Resource 1_Resource 1. 50 MW, 100 MWh battery. | 0 | 0 | 1 | 1 | 1 | 1 | 1 | 1 | 1 | 1
SDGE | New_Li_Battery | D.19-11-016 Resource 1 | 2024 | 10 | 0 |  | 0.41055 | review | 2 | Resource 1. 50 MW, 100 MWh battery. | 50 | CAISO_Battery | 0 | battery | battery_2024_10 | 100% | 0.5 | 10.2639 | 10.2639 | ok | new_resolve | 0 | 1 | New_Li_Battery_D.19-11-016 Resource 1_Resource 1. 50 MW, 100 MWh battery. | 0 | 0 | 1 | 1 | 1 | 1 | 1 | 1 | 1 | 1
SDGE | New_Li_Battery | D.19-11-016 Resource 1 | 2024 | 11 | 0 |  | 0.41055 | review | 2 | Resource 1. 50 MW, 100 MWh battery. | 50 | CAISO_Battery | 0 | battery | battery_2024_11 | 100% | 0.5 | 10.2639 | 10.2639 | ok | new_resolve | 0 | 1 | New_Li_Battery_D.19-11-016 Resource 1_Resource 1. 50 MW, 100 MWh battery. | 0 | 0 | 1 | 1 | 1 | 1 | 1 | 1 | 1 | 1
SDGE | New_Li_Battery | D.19-11-016 Resource 1 | 2024 | 12 | 0 |  | 0.41055 | review | 2 | Resource 1. 50 MW, 100 MWh battery. | 50 | CAISO_Battery | 0 | battery | battery_2024_12 | 100% | 0.5 | 10.2639 | 10.2639 | ok | new_resolve | 0 | 1 | New_Li_Battery_D.19-11-016 Resource 1_Resource 1. 50 MW, 100 MWh battery. | 0 | 0 | 1 | 1 | 1 | 1 | 1 | 1 | 1 | 1
SDGE | New_Li_Battery | D.19-11-016 Resource 1 | 2025 | 1 | 0 |  | 0.41055 | review | 2 | Resource 1. 50 MW, 100 MWh battery. | 50 | CAISO_Battery | 0 | battery | battery_2025_1 | 100% | 0.5 | 10.2639 | 10.2639 | ok | new_resolve | 0 | 1 | New_Li_Battery_D.19-11-016 Resource 1_Resource 1. 50 MW, 100 MWh battery. | 0 | 0 | 1 | 1 | 1 | 1 | 1 | 1 | 1 | 1
SDGE | New_Li_Battery | D.19-11-016 Resource 1 | 2025 | 2 | 0 |  | 0.41055 | review | 2 | Resource 1. 50 MW, 100 MWh battery. | 50 | CAISO_Battery | 0 | battery | battery_2025_2 | 100% | 0.5 | 10.2639 | 10.2639 | ok | new_resolve | 0 | 1 | New_Li_Battery_D.19-11-016 Resource 1_Resource 1. 50 MW, 100 MWh battery. | 0 | 0 | 1 | 1 | 1 | 1 | 1 | 1 | 1 | 1
SDGE | New_Li_Battery | D.19-11-016 Resource 1 | 2025 | 3 | 0 |  | 0.41055 | review | 2 | Resource 1. 50 MW, 100 MWh battery. | 50 | CAISO_Battery | 0 | battery | battery_2025_3 | 100% | 0.5 | 10.2639 | 10.2639 | ok | new_resolve | 0 | 1 | New_Li_Battery_D.19-11-016 Resource 1_Resource 1. 50 MW, 100 MWh battery. | 0 | 0 | 1 | 1 | 1 | 1 | 1 | 1 | 1 | 1
SDGE | New_Li_Battery | D.19-11-016 Resource 1 | 2025 | 4 | 0 |  | 0.41055 | review | 2 | Resource 1. 50 MW, 100 MWh battery. | 50 | CAISO_Battery | 0 | battery | battery_2025_4 | 100% | 0.5 | 10.2639 | 10.2639 | ok | new_resolve | 0 | 1 | New_Li_Battery_D.19-11-016 Resource 1_Resource 1. 50 MW, 100 MWh battery. | 0 | 0 | 1 | 1 | 1 | 1 | 1 | 1 | 1 | 1
SDGE | New_Li_Battery | D.19-11-016 Resource 1 | 2025 | 5 | 0 |  | 0.41055 | review | 2 | Resource 1. 50 MW, 100 MWh battery. | 50 | CAISO_Battery | 0 | battery | battery_2025_5 | 100% | 0.5 | 10.2639 | 10.2639 | ok | new_resolve | 0 | 1 | New_Li_Battery_D.19-11-016 Resource 1_Resource 1. 50 MW, 100 MWh battery. | 0 | 0 | 1 | 1 | 1 | 1 | 1 | 1 | 1 | 1
SDGE | New_Li_Battery | D.19-11-016 Resource 1 | 2025 | 6 | 0 |  | 0.41055 | review | 2 | Resource 1. 50 MW, 100 MWh battery. | 50 | CAISO_Battery | 0 | battery | battery_2025_6 | 100% | 0.5 | 10.2639 | 10.2639 | ok | new_resolve | 0 | 1 | New_Li_Battery_D.19-11-016 Resource 1_Resource 1. 50 MW, 100 MWh battery. | 0 | 0 | 1 | 1 | 1 | 1 | 1 | 1 | 1 | 1
SDGE | New_Li_Battery | D.19-11-016 Resource 1 | 2025 | 7 | 0 |  | 0.41055 | review | 2 | Resource 1. 50 MW, 100 MWh battery. | 50 | CAISO_Battery | 0 | battery | battery_2025_7 | 100% | 0.5 | 10.2639 | 10.2639 | ok | new_resolve | 0 | 1 | New_Li_Battery_D.19-11-016 Resource 1_Resource 1. 50 MW, 100 MWh battery. | 0 | 0 | 1 | 1 | 1 | 1 | 1 | 1 | 1 | 1
SDGE | New_Li_Battery | D.19-11-016 Resource 1 | 2025 | 8 | 0 |  | 0.41055 | review | 2 | Resource 1. 50 MW, 100 MWh battery. | 50 | CAISO_Battery | 0 | battery | battery_2025_8 | 100% | 0.5 | 10.2639 | 10.2639 | ok | new_resolve | 0 | 1 | New_Li_Battery_D.19-11-016 Resource 1_Resource 1. 50 MW, 100 MWh battery. | 0 | 0 | 1 | 1 | 1 | 1 | 1 | 1 | 1 | 1
SDGE | New_Li_Battery | D.19-11-016 Resource 1 | 2025 | 9 | 0 |  | 0.41055 | review | 2 | Resource 1. 50 MW, 100 MWh battery. | 50 | CAISO_Battery | 0 | battery | battery_2025_9 | 100% | 0.5 | 10.2639 | 10.2639 | ok | new_resolve | 0 | 1 | New_Li_Battery_D.19-11-016 Resource 1_Resource 1. 50 MW, 100 MWh battery. | 0 | 0 | 1 | 1 | 1 | 1 | 1 | 1 | 1 | 1
SDGE | New_Li_Battery | D.19-11-016 Resource 1 | 2025 | 10 | 0 |  | 0.41055 | review | 2 | Resource 1. 50 MW, 100 MWh battery. | 50 | CAISO_Battery | 0 | battery | battery_2025_10 | 100% | 0.5 | 10.2639 | 10.2639 | ok | new_resolve | 0 | 1 | New_Li_Battery_D.19-11-016 Resource 1_Resource 1. 50 MW, 100 MWh battery. | 0 | 0 | 1 | 1 | 1 | 1 | 1 | 1 | 1 | 1
SDGE | New_Li_Battery | D.19-11-016 Resource 1 | 2025 | 11 | 0 |  | 0.41055 | review | 2 | Resource 1. 50 MW, 100 MWh battery. | 50 | CAISO_Battery | 0 | battery | battery_2025_11 | 100% | 0.5 | 10.2639 | 10.2639 | ok | new_resolve | 0 | 1 | New_Li_Battery_D.19-11-016 Resource 1_Resource 1. 50 MW, 100 MWh battery. | 0 | 0 | 1 | 1 | 1 | 1 | 1 | 1 | 1 | 1
SDGE | New_Li_Battery | D.19-11-016 Resource 1 | 2025 | 12 | 0 |  | 0.41055 | review | 2 | Resource 1. 50 MW, 100 MWh battery. | 50 | CAISO_Battery | 0 | battery | battery_2025_12 | 100% | 0.5 | 10.2639 | 10.2639 | ok | new_resolve | 0 | 1 | New_Li_Battery_D.19-11-016 Resource 1_Resource 1. 50 MW, 100 MWh battery. | 0 | 0 | 1 | 1 | 1 | 1 | 1 | 1 | 1 | 1
SDGE | New_Li_Battery | D.19-11-016 Resource 1 | 2026 | 1 | 0 |  | 0.41055 | review | 2 | Resource 1. 50 MW, 100 MWh battery. | 50 | CAISO_Battery | 0 | battery | battery_2026_1 | 100% | 0.5 | 10.2639 | 10.2639 | ok | new_resolve | 0 | 1 | New_Li_Battery_D.19-11-016 Resource 1_Resource 1. 50 MW, 100 MWh battery. | 0 | 0 | 1 | 1 | 1 | 1 | 1 | 1 | 1 | 1
SDGE | New_Li_Battery | D.19-11-016 Resource 1 | 2026 | 2 | 0 |  | 0.41055 | review | 2 | Resource 1. 50 MW, 100 MWh battery. | 50 | CAISO_Battery | 0 | battery | battery_2026_2 | 100% | 0.5 | 10.2639 | 10.2639 | ok | new_resolve | 0 | 1 | New_Li_Battery_D.19-11-016 Resource 1_Resource 1. 50 MW, 100 MWh battery. | 0 | 0 | 1 | 1 | 1 | 1 | 1 | 1 | 1 | 1
SDGE | New_Li_Battery | D.19-11-016 Resource 1 | 2026 | 3 | 0 |  | 0.41055 | review | 2 | Resource 1. 50 MW, 100 MWh battery. | 50 | CAISO_Battery | 0 | battery | battery_2026_3 | 100% | 0.5 | 10.2639 | 10.2639 | ok | new_resolve | 0 | 1 | New_Li_Battery_D.19-11-016 Resource 1_Resource 1. 50 MW, 100 MWh battery. | 0 | 0 | 1 | 1 | 1 | 1 | 1 | 1 | 1 | 1
SDGE | New_Li_Battery | D.19-11-016 Resource 1 | 2026 | 4 | 0 |  | 0.41055 | review | 2 | Resource 1. 50 MW, 100 MWh battery. | 50 | CAISO_Battery | 0 | battery | battery_2026_4 | 100% | 0.5 | 10.2639 | 10.2639 | ok | new_resolve | 0 | 1 | New_Li_Battery_D.19-11-016 Resource 1_Resource 1. 50 MW, 100 MWh battery. | 0 | 0 | 1 | 1 | 1 | 1 | 1 | 1 | 1 | 1
SDGE | New_Li_Battery | D.19-11-016 Resource 1 | 2026 | 5 | 0 |  | 0.41055 | review | 2 | Resource 1. 50 MW, 100 MWh battery. | 50 | CAISO_Battery | 0 | battery | battery_2026_5 | 100% | 0.5 | 10.2639 | 10.2639 | ok | new_resolve | 0 | 1 | New_Li_Battery_D.19-11-016 Resource 1_Resource 1. 50 MW, 100 MWh battery. | 0 | 0 | 1 | 1 | 1 | 1 | 1 | 1 | 1 | 1
SDGE | New_Li_Battery | D.19-11-016 Resource 1 | 2026 | 6 | 0 |  | 0.41055 | review | 2 | Resource 1. 50 MW, 100 MWh battery. | 50 | CAISO_Battery | 0 | battery | battery_2026_6 | 100% | 0.5 | 10.2639 | 10.2639 | ok | new_resolve | 0 | 1 | New_Li_Battery_D.19-11-016 Resource 1_Resource 1. 50 MW, 100 MWh battery. | 0 | 0 | 1 | 1 | 1 | 1 | 1 | 1 | 1 | 1
SDGE | New_Li_Battery | D.19-11-016 Resource 1 | 2026 | 7 | 0 |  | 0.41055 | review | 2 | Resource 1. 50 MW, 100 MWh battery. | 50 | CAISO_Battery | 0 | battery | battery_2026_7 | 100% | 0.5 | 10.2639 | 10.2639 | ok | new_resolve | 0 | 1 | New_Li_Battery_D.19-11-016 Resource 1_Resource 1. 50 MW, 100 MWh battery. | 0 | 0 | 1 | 1 | 1 | 1 | 1 | 1 | 1 | 1
SDGE | New_Li_Battery | D.19-11-016 Resource 1 | 2026 | 8 | 0 |  | 0.41055 | review | 2 | Resource 1. 50 MW, 100 MWh battery. | 50 | CAISO_Battery | 0 | battery | battery_2026_8 | 100% | 0.5 | 10.2639 | 10.2639 | ok | new_resolve | 0 | 1 | New_Li_Battery_D.19-11-016 Resource 1_Resource 1. 50 MW, 100 MWh battery. | 0 | 0 | 1 | 1 | 1 | 1 | 1 | 1 | 1 | 1
SDGE | New_Li_Battery | D.19-11-016 Resource 1 | 2026 | 9 | 0 |  | 0.41055 | review | 2 | Resource 1. 50 MW, 100 MWh battery. | 50 | CAISO_Battery | 0 | battery | battery_2026_9 | 100% | 0.5 | 10.2639 | 10.2639 | ok | new_resolve | 0 | 1 | New_Li_Battery_D.19-11-016 Resource 1_Resource 1. 50 MW, 100 MWh battery. | 0 | 0 | 1 | 1 | 1 | 1 | 1 | 1 | 1 | 1
SDGE | New_Li_Battery | D.19-11-016 Resource 1 | 2026 | 10 | 0 |  | 0.41055 | review | 2 | Resource 1. 50 MW, 100 MWh battery. | 50 | CAISO_Battery | 0 | battery | battery_2026_10 | 100% | 0.5 | 10.2639 | 10.2639 | ok | new_resolve | 0 | 1 | New_Li_Battery_D.19-11-016 Resource 1_Resource 1. 50 MW, 100 MWh battery. | 0 | 0 | 1 | 1 | 1 | 1 | 1 | 1 | 1 | 1
SDGE | New_Li_Battery | D.19-11-016 Resource 1 | 2026 | 11 | 0 |  | 0.41055 | review | 2 | Resource 1. 50 MW, 100 MWh battery. | 50 | CAISO_Battery | 0 | battery | battery_2026_11 | 100% | 0.5 | 10.2639 | 10.2639 | ok | new_resolve | 0 | 1 | New_Li_Battery_D.19-11-016 Resource 1_Resource 1. 50 MW, 100 MWh battery. | 0 | 0 | 1 | 1 | 1 | 1 | 1 | 1 | 1 | 1
SDGE | New_Li_Battery | D.19-11-016 Resource 1 | 2026 | 12 | 0 |  | 0.41055 | review | 2 | Resource 1. 50 MW, 100 MWh battery. | 50 | CAISO_Battery | 0 | battery | battery_2026_12 | 100% | 0.5 | 10.2639 | 10.2639 | ok | new_resolve | 0 | 1 | New_Li_Battery_D.19-11-016 Resource 1_Resource 1. 50 MW, 100 MWh battery. | 0 | 0 | 1 | 1 | 1 | 1 | 1 | 1 | 1 | 1
SDGE | New_Li_Battery | D.19-11-016 Resource 1 | 2027 | 1 | 0 |  | 0.41055 | review | 2 | Resource 1. 50 MW, 100 MWh battery. | 50 | CAISO_Battery | 0 | battery | battery_2027_1 | 98.3% | 0.5 | 10.0895 | 10.0895 | ok | new_resolve | 0 | 1 | New_Li_Battery_D.19-11-016 Resource 1_Resource 1. 50 MW, 100 MWh battery. | 0 | 0 | 1 | 1 | 1 | 1 | 1 | 1 | 1 | 1
SDGE | New_Li_Battery | D.19-11-016 Resource 1 | 2027 | 2 | 0 |  | 0.41055 | review | 2 | Resource 1. 50 MW, 100 MWh battery. | 50 | CAISO_Battery | 0 | battery | battery_2027_2 | 98.3% | 0.5 | 10.0895 | 10.0895 | ok | new_resolve | 0 | 1 | New_Li_Battery_D.19-11-016 Resource 1_Resource 1. 50 MW, 100 MWh battery. | 0 | 0 | 1 | 1 | 1 | 1 | 1 | 1 | 1 | 1
SDGE | New_Li_Battery | D.19-11-016 Resource 1 | 2027 | 3 | 0 |  | 0.41055 | review | 2 | Resource 1. 50 MW, 100 MWh battery. | 50 | CAISO_Battery | 0 | battery | battery_2027_3 | 98.3% | 0.5 | 10.0895 | 10.0895 | ok | new_resolve | 0 | 1 | New_Li_Battery_D.19-11-016 Resource 1_Resource 1. 50 MW, 100 MWh battery. | 0 | 0 | 1 | 1 | 1 | 1 | 1 | 1 | 1 | 1
SDGE | New_Li_Battery | D.19-11-016 Resource 1 | 2027 | 4 | 0 |  | 0.41055 | review | 2 | Resource 1. 50 MW, 100 MWh battery. | 50 | CAISO_Battery | 0 | battery | battery_2027_4 | 98.3% | 0.5 | 10.0895 | 10.0895 | ok | new_resolve | 0 | 1 | New_Li_Battery_D.19-11-016 Resource 1_Resource 1. 50 MW, 100 MWh battery. | 0 | 0 | 1 | 1 | 1 | 1 | 1 | 1 | 1 | 1
SDGE | New_Li_Battery | D.19-11-016 Resource 1 | 2027 | 5 | 0 |  | 0.41055 | review | 2 | Resource 1. 50 MW, 100 MWh battery. | 50 | CAISO_Battery | 0 | battery | battery_2027_5 | 98.3% | 0.5 | 10.0895 | 10.0895 | ok | new_resolve | 0 | 1 | New_Li_Battery_D.19-11-016 Resource 1_Resource 1. 50 MW, 100 MWh battery. | 0 | 0 | 1 | 1 | 1 | 1 | 1 | 1 | 1 | 1
SDGE | New_Li_Battery | D.19-11-016 Resource 1 | 2027 | 6 | 0 |  | 0.41055 | review | 2 | Resource 1. 50 MW, 100 MWh battery. | 50 | CAISO_Battery | 0 | battery | battery_2027_6 | 98.3% | 0.5 | 10.0895 | 10.0895 | ok | new_resolve | 0 | 1 | New_Li_Battery_D.19-11-016 Resource 1_Resource 1. 50 MW, 100 MWh battery. | 0 | 0 | 1 | 1 | 1 | 1 | 1 | 1 | 1 | 1
SDGE | New_Li_Battery | D.19-11-016 Resource 1 | 2027 | 7 | 0 |  | 0.41055 | review | 2 | Resource 1. 50 MW, 100 MWh battery. | 50 | CAISO_Battery | 0 | battery | battery_2027_7 | 98.3% | 0.5 | 10.0895 | 10.0895 | ok | new_resolve | 0 | 1 | New_Li_Battery_D.19-11-016 Resource 1_Resource 1. 50 MW, 100 MWh battery. | 0 | 0 | 1 | 1 | 1 | 1 | 1 | 1 | 1 | 1
SDGE | New_Li_Battery | D.19-11-016 Resource 1 | 2027 | 8 | 0 |  | 0.41055 | review | 2 | Resource 1. 50 MW, 100 MWh battery. | 50 | CAISO_Battery | 0 | battery | battery_2027_8 | 98.3% | 0.5 | 10.0895 | 10.0895 | ok | new_resolve | 0 | 1 | New_Li_Battery_D.19-11-016 Resource 1_Resource 1. 50 MW, 100 MWh battery. | 0 | 0 | 1 | 1 | 1 | 1 | 1 | 1 | 1 | 1
SDGE | New_Li_Battery | D.19-11-016 Resource 1 | 2027 | 9 | 0 |  | 0.41055 | review | 2 | Resource 1. 50 MW, 100 MWh battery. | 50 | CAISO_Battery | 0 | battery | battery_2027_9 | 98.3% | 0.5 | 10.0895 | 10.0895 | ok | new_resolve | 0 | 1 | New_Li_Battery_D.19-11-016 Resource 1_Resource 1. 50 MW, 100 MWh battery. | 0 | 0 | 1 | 1 | 1 | 1 | 1 | 1 | 1 | 1
SDGE | New_Li_Battery | D.19-11-016 Resource 1 | 2027 | 10 | 0 |  | 0.41055 | review | 2 | Resource 1. 50 MW, 100 MWh battery. | 50 | CAISO_Battery | 0 | battery | battery_2027_10 | 98.3% | 0.5 | 10.0895 | 10.0895 | ok | new_resolve | 0 | 1 | New_Li_Battery_D.19-11-016 Resource 1_Resource 1. 50 MW, 100 MWh battery. | 0 | 0 | 1 | 1 | 1 | 1 | 1 | 1 | 1 | 1
SDGE | New_Li_Battery | D.19-11-016 Resource 1 | 2027 | 11 | 0 |  | 0.41055 | review | 2 | Resource 1. 50 MW, 100 MWh battery. | 50 | CAISO_Battery | 0 | battery | battery_2027_11 | 98.3% | 0.5 | 10.0895 | 10.0895 | ok | new_resolve | 0 | 1 | New_Li_Battery_D.19-11-016 Resource 1_Resource 1. 50 MW, 100 MWh battery. | 0 | 0 | 1 | 1 | 1 | 1 | 1 | 1 | 1 | 1
SDGE | New_Li_Battery | D.19-11-016 Resource 1 | 2027 | 12 | 0 |  | 0.41055 | review | 2 | Resource 1. 50 MW, 100 MWh battery. | 50 | CAISO_Battery | 0 | battery | battery_2027_12 | 98.3% | 0.5 | 10.0895 | 10.0895 | ok | new_resolve | 0 | 1 | New_Li_Battery_D.19-11-016 Resource 1_Resource 1. 50 MW, 100 MWh battery. | 0 | 0 | 1 | 1 | 1 | 1 | 1 | 1 | 1 | 1
SDGE | New_Li_Battery | D.19-11-016 Resource 1 | 2028 | 1 | 0 |  | 0.41055 | review | 2 | Resource 1. 50 MW, 100 MWh battery. | 50 | CAISO_Battery | 0 | battery | battery_2028_1 | 96.6% | 0.5 | 9.9151 | 9.9151 | ok | new_resolve | 0 | 1 | New_Li_Battery_D.19-11-016 Resource 1_Resource 1. 50 MW, 100 MWh battery. | 0 | 0 | 1 | 1 | 1 | 1 | 1 | 1 | 1 | 1
SDGE | New_Li_Battery | D.19-11-016 Resource 1 | 2028 | 2 | 0 |  | 0.41055 | review | 2 | Resource 1. 50 MW, 100 MWh battery. | 50 | CAISO_Battery | 0 | battery | battery_2028_2 | 96.6% | 0.5 | 9.9151 | 9.9151 | ok | new_resolve | 0 | 1 | New_Li_Battery_D.19-11-016 Resource 1_Resource 1. 50 MW, 100 MWh battery. | 0 | 0 | 1 | 1 | 1 | 1 | 1 | 1 | 1 | 1
SDGE | New_Li_Battery | D.19-11-016 Resource 1 | 2028 | 3 | 0 |  | 0.41055 | review | 2 | Resource 1. 50 MW, 100 MWh battery. | 50 | CAISO_Battery | 0 | battery | battery_2028_3 | 96.6% | 0.5 | 9.9151 | 9.9151 | ok | new_resolve | 0 | 1 | New_Li_Battery_D.19-11-016 Resource 1_Resource 1. 50 MW, 100 MWh battery. | 0 | 0 | 1 | 1 | 1 | 1 | 1 | 1 | 1 | 1
SDGE | New_Li_Battery | D.19-11-016 Resource 1 | 2028 | 4 | 0 |  | 0.41055 | review | 2 | Resource 1. 50 MW, 100 MWh battery. | 50 | CAISO_Battery | 0 | battery | battery_2028_4 | 96.6% | 0.5 | 9.9151 | 9.9151 | ok | new_resolve | 0 | 1 | New_Li_Battery_D.19-11-016 Resource 1_Resource 1. 50 MW, 100 MWh battery. | 0 | 0 | 1 | 1 | 1 | 1 | 1 | 1 | 1 | 1
SDGE | New_Li_Battery | D.19-11-016 Resource 1 | 2028 | 5 | 0 |  | 0.41055 | review | 2 | Resource 1. 50 MW, 100 MWh battery. | 50 | CAISO_Battery | 0 | battery | battery_2028_5 | 96.6% | 0.5 | 9.9151 | 9.9151 | ok | new_resolve | 0 | 1 | New_Li_Battery_D.19-11-016 Resource 1_Resource 1. 50 MW, 100 MWh battery. | 0 | 0 | 1 | 1 | 1 | 1 | 1 | 1 | 1 | 1
SDGE | New_Li_Battery | D.19-11-016 Resource 1 | 2028 | 6 | 0 |  | 0.41055 | review | 2 | Resource 1. 50 MW, 100 MWh battery. | 50 | CAISO_Battery | 0 | battery | battery_2028_6 | 96.6% | 0.5 | 9.9151 | 9.9151 | ok | new_resolve | 0 | 1 | New_Li_Battery_D.19-11-016 Resource 1_Resource 1. 50 MW, 100 MWh battery. | 0 | 0 | 1 | 1 | 1 | 1 | 1 | 1 | 1 | 1
SDGE | New_Li_Battery | D.19-11-016 Resource 1 | 2028 | 7 | 0 |  | 0.41055 | review | 2 | Resource 1. 50 MW, 100 MWh battery. | 50 | CAISO_Battery | 0 | battery | battery_2028_7 | 96.6% | 0.5 | 9.9151 | 9.9151 | ok | new_resolve | 0 | 1 | New_Li_Battery_D.19-11-016 Resource 1_Resource 1. 50 MW, 100 MWh battery. | 0 | 0 | 1 | 1 | 1 | 1 | 1 | 1 | 1 | 1
SDGE | New_Li_Battery | D.19-11-016 Resource 1 | 2028 | 8 | 0 |  | 0.41055 | review | 2 | Resource 1. 50 MW, 100 MWh battery. | 50 | CAISO_Battery | 0 | battery | battery_2028_8 | 96.6% | 0.5 | 9.9151 | 9.9151 | ok | new_resolve | 0 | 1 | New_Li_Battery_D.19-11-016 Resource 1_Resource 1. 50 MW, 100 MWh battery. | 0 | 0 | 1 | 1 | 1 | 1 | 1 | 1 | 1 | 1
SDGE | New_Li_Battery | D.19-11-016 Resource 1 | 2028 | 9 | 0 |  | 0.41055 | review | 2 | Resource 1. 50 MW, 100 MWh battery. | 50 | CAISO_Battery | 0 | battery | battery_2028_9 | 96.6% | 0.5 | 9.9151 | 9.9151 | ok | new_resolve | 0 | 1 | New_Li_Battery_D.19-11-016 Resource 1_Resource 1. 50 MW, 100 MWh battery. | 0 | 0 | 1 | 1 | 1 | 1 | 1 | 1 | 1 | 1
SDGE | New_Li_Battery | D.19-11-016 Resource 1 | 2028 | 10 | 0 |  | 0.41055 | review | 2 | Resource 1. 50 MW, 100 MWh battery. | 50 | CAISO_Battery | 0 | battery | battery_2028_10 | 96.6% | 0.5 | 9.9151 | 9.9151 | ok | new_resolve | 0 | 1 | New_Li_Battery_D.19-11-016 Resource 1_Resource 1. 50 MW, 100 MWh battery. | 0 | 0 | 1 | 1 | 1 | 1 | 1 | 1 | 1 | 1
SDGE | New_Li_Battery | D.19-11-016 Resource 1 | 2028 | 11 | 0 |  | 0.41055 | review | 2 | Resource 1. 50 MW, 100 MWh battery. | 50 | CAISO_Battery | 0 | battery | battery_2028_11 | 96.6% | 0.5 | 9.9151 | 9.9151 | ok | new_resolve | 0 | 1 | New_Li_Battery_D.19-11-016 Resource 1_Resource 1. 50 MW, 100 MWh battery. | 0 | 0 | 1 | 1 | 1 | 1 | 1 | 1 | 1 | 1
SDGE | New_Li_Battery | D.19-11-016 Resource 1 | 2028 | 12 | 0 |  | 0.41055 | review | 2 | Resource 1. 50 MW, 100 MWh battery. | 50 | CAISO_Battery | 0 | battery | battery_2028_12 | 96.6% | 0.5 | 9.9151 | 9.9151 | ok | new_resolve | 0 | 1 | New_Li_Battery_D.19-11-016 Resource 1_Resource 1. 50 MW, 100 MWh battery. | 0 | 0 | 1 | 1 | 1 | 1 | 1 | 1 | 1 | 1
SDGE | New_Li_Battery | D.19-11-016 Resource 1 | 2029 | 1 | 0 |  | 0.41055 | review | 2 | Resource 1. 50 MW, 100 MWh battery. | 50 | CAISO_Battery | 0 | battery | battery_2029_1 | 94.9% | 0.5 | 9.7408 | 9.7408 | ok | new_resolve | 0 | 1 | New_Li_Battery_D.19-11-016 Resource 1_Resource 1. 50 MW, 100 MWh battery. | 0 | 0 | 1 | 1 | 1 | 1 | 1 | 1 | 1 | 1
SDGE | New_Li_Battery | D.19-11-016 Resource 1 | 2029 | 2 | 0 |  | 0.41055 | review | 2 | Resource 1. 50 MW, 100 MWh battery. | 50 | CAISO_Battery | 0 | battery | battery_2029_2 | 94.9% | 0.5 | 9.7408 | 9.7408 | ok | new_resolve | 0 | 1 | New_Li_Battery_D.19-11-016 Resource 1_Resource 1. 50 MW, 100 MWh battery. | 0 | 0 | 1 | 1 | 1 | 1 | 1 | 1 | 1 | 1
SDGE | New_Li_Battery | D.19-11-016 Resource 1 | 2029 | 3 | 0 |  | 0.41055 | review | 2 | Resource 1. 50 MW, 100 MWh battery. | 50 | CAISO_Battery | 0 | battery | battery_2029_3 | 94.9% | 0.5 | 9.7408 | 9.7408 | ok | new_resolve | 0 | 1 | New_Li_Battery_D.19-11-016 Resource 1_Resource 1. 50 MW, 100 MWh battery. | 0 | 0 | 1 | 1 | 1 | 1 | 1 | 1 | 1 | 1
SDGE | New_Li_Battery | D.19-11-016 Resource 1 | 2029 | 4 | 0 |  | 0.41055 | review | 2 | Resource 1. 50 MW, 100 MWh battery. | 50 | CAISO_Battery | 0 | battery | battery_2029_4 | 94.9% | 0.5 | 9.7408 | 9.7408 | ok | new_resolve | 0 | 1 | New_Li_Battery_D.19-11-016 Resource 1_Resource 1. 50 MW, 100 MWh battery. | 0 | 0 | 1 | 1 | 1 | 1 | 1 | 1 | 1 | 1
SDGE | New_Li_Battery | D.19-11-016 Resource 1 | 2029 | 5 | 0 |  | 0.41055 | review | 2 | Resource 1. 50 MW, 100 MWh battery. | 50 | CAISO_Battery | 0 | battery | battery_2029_5 | 94.9% | 0.5 | 9.7408 | 9.7408 | ok | new_resolve | 0 | 1 | New_Li_Battery_D.19-11-016 Resource 1_Resource 1. 50 MW, 100 MWh battery. | 0 | 0 | 1 | 1 | 1 | 1 | 1 | 1 | 1 | 1
SDGE | New_Li_Battery | D.19-11-016 Resource 1 | 2029 | 6 | 0 |  | 0.41055 | review | 2 | Resource 1. 50 MW, 100 MWh battery. | 50 | CAISO_Battery | 0 | battery | battery_2029_6 | 94.9% | 0.5 | 9.7408 | 9.7408 | ok | new_resolve | 0 | 1 | New_Li_Battery_D.19-11-016 Resource 1_Resource 1. 50 MW, 100 MWh battery. | 0 | 0 | 1 | 1 | 1 | 1 | 1 | 1 | 1 | 1
SDGE | New_Li_Battery | D.19-11-016 Resource 1 | 2029 | 7 | 0 |  | 0.41055 | review | 2 | Resource 1. 50 MW, 100 MWh battery. | 50 | CAISO_Battery | 0 | battery | battery_2029_7 | 94.9% | 0.5 | 9.7408 | 9.7408 | ok | new_resolve | 0 | 1 | New_Li_Battery_D.19-11-016 Resource 1_Resource 1. 50 MW, 100 MWh battery. | 0 | 0 | 1 | 1 | 1 | 1 | 1 | 1 | 1 | 1
SDGE | New_Li_Battery | D.19-11-016 Resource 1 | 2029 | 8 | 0 |  | 0.41055 | review | 2 | Resource 1. 50 MW, 100 MWh battery. | 50 | CAISO_Battery | 0 | battery | battery_2029_8 | 94.9% | 0.5 | 9.7408 | 9.7408 | ok | new_resolve | 0 | 1 | New_Li_Battery_D.19-11-016 Resource 1_Resource 1. 50 MW, 100 MWh battery. | 0 | 0 | 1 | 1 | 1 | 1 | 1 | 1 | 1 | 1
SDGE | New_Li_Battery | D.19-11-016 Resource 1 | 2029 | 9 | 0 |  | 0.41055 | review | 2 | Resource 1. 50 MW, 100 MWh battery. | 50 | CAISO_Battery | 0 | battery | battery_2029_9 | 94.9% | 0.5 | 9.7408 | 9.7408 | ok | new_resolve | 0 | 1 | New_Li_Battery_D.19-11-016 Resource 1_Resource 1. 50 MW, 100 MWh battery. | 0 | 0 | 1 | 1 | 1 | 1 | 1 | 1 | 1 | 1
SDGE | New_Li_Battery | D.19-11-016 Resource 1 | 2029 | 10 | 0 |  | 0.41055 | review | 2 | Resource 1. 50 MW, 100 MWh battery. | 50 | CAISO_Battery | 0 | battery | battery_2029_10 | 94.9% | 0.5 | 9.7408 | 9.7408 | ok | new_resolve | 0 | 1 | New_Li_Battery_D.19-11-016 Resource 1_Resource 1. 50 MW, 100 MWh battery. | 0 | 0 | 1 | 1 | 1 | 1 | 1 | 1 | 1 | 1
SDGE | New_Li_Battery | D.19-11-016 Resource 1 | 2029 | 11 | 0 |  | 0.41055 | review | 2 | Resource 1. 50 MW, 100 MWh battery. | 50 | CAISO_Battery | 0 | battery | battery_2029_11 | 94.9% | 0.5 | 9.7408 | 9.7408 | ok | new_resolve | 0 | 1 | New_Li_Battery_D.19-11-016 Resource 1_Resource 1. 50 MW, 100 MWh battery. | 0 | 0 | 1 | 1 | 1 | 1 | 1 | 1 | 1 | 1
SDGE | New_Li_Battery | D.19-11-016 Resource 1 | 2029 | 12 | 0 |  | 0.41055 | review | 2 | Resource 1. 50 MW, 100 MWh battery. | 50 | CAISO_Battery | 0 | battery | battery_2029_12 | 94.9% | 0.5 | 9.7408 | 9.7408 | ok | new_resolve | 0 | 1 | New_Li_Battery_D.19-11-016 Resource 1_Resource 1. 50 MW, 100 MWh battery. | 0 | 0 | 1 | 1 | 1 | 1 | 1 | 1 | 1 | 1
SDGE | New_Li_Battery | D.19-11-016 Resource 1 | 2030 | 1 | 0 |  | 0.41055 | review | 2 | Resource 1. 50 MW, 100 MWh battery. | 50 | CAISO_Battery | 0 | battery | battery_2030_1 | 93.21% | 0.5 | 9.5664 | 9.5664 | ok | new_resolve | 0 | 1 | New_Li_Battery_D.19-11-016 Resource 1_Resource 1. 50 MW, 100 MWh battery. | 0 | 0 | 1 | 1 | 1 | 1 | 1 | 1 | 1 | 1
SDGE | New_Li_Battery | D.19-11-016 Resource 1 | 2030 | 2 | 0 |  | 0.41055 | review | 2 | Resource 1. 50 MW, 100 MWh battery. | 50 | CAISO_Battery | 0 | battery | battery_2030_2 | 93.21% | 0.5 | 9.5664 | 9.5664 | ok | new_resolve | 0 | 1 | New_Li_Battery_D.19-11-016 Resource 1_Resource 1. 50 MW, 100 MWh battery. | 0 | 0 | 1 | 1 | 1 | 1 | 1 | 1 | 1 | 1
SDGE | New_Li_Battery | D.19-11-016 Resource 1 | 2030 | 3 | 0 |  | 0.41055 | review | 2 | Resource 1. 50 MW, 100 MWh battery. | 50 | CAISO_Battery | 0 | battery | battery_2030_3 | 93.21% | 0.5 | 9.5664 | 9.5664 | ok | new_resolve | 0 | 1 | New_Li_Battery_D.19-11-016 Resource 1_Resource 1. 50 MW, 100 MWh battery. | 0 | 0 | 1 | 1 | 1 | 1 | 1 | 1 | 1 | 1
SDGE | New_Li_Battery | D.19-11-016 Resource 1 | 2030 | 4 | 0 |  | 0.41055 | review | 2 | Resource 1. 50 MW, 100 MWh battery. | 50 | CAISO_Battery | 0 | battery | battery_2030_4 | 93.21% | 0.5 | 9.5664 | 9.5664 | ok | new_resolve | 0 | 1 | New_Li_Battery_D.19-11-016 Resource 1_Resource 1. 50 MW, 100 MWh battery. | 0 | 0 | 1 | 1 | 1 | 1 | 1 | 1 | 1 | 1
SDGE | New_Li_Battery | D.19-11-016 Resource 1 | 2030 | 5 | 0 |  | 0.41055 | review | 2 | Resource 1. 50 MW, 100 MWh battery. | 50 | CAISO_Battery | 0 | battery | battery_2030_5 | 93.21% | 0.5 | 9.5664 | 9.5664 | ok | new_resolve | 0 | 1 | New_Li_Battery_D.19-11-016 Resource 1_Resource 1. 50 MW, 100 MWh battery. | 0 | 0 | 1 | 1 | 1 | 1 | 1 | 1 | 1 | 1
SDGE | New_Li_Battery | D.19-11-016 Resource 1 | 2030 | 6 | 0 |  | 0.41055 | review | 2 | Resource 1. 50 MW, 100 MWh battery. | 50 | CAISO_Battery | 0 | battery | battery_2030_6 | 93.21% | 0.5 | 9.5664 | 9.5664 | ok | new_resolve | 0 | 1 | New_Li_Battery_D.19-11-016 Resource 1_Resource 1. 50 MW, 100 MWh battery. | 0 | 0 | 1 | 1 | 1 | 1 | 1 | 1 | 1 | 1
SDGE | New_Li_Battery | D.19-11-016 Resource 1 | 2030 | 7 | 0 |  | 0.41055 | review | 2 | Resource 1. 50 MW, 100 MWh battery. | 50 | CAISO_Battery | 0 | battery | battery_2030_7 | 93.21% | 0.5 | 9.5664 | 9.5664 | ok | new_resolve | 0 | 1 | New_Li_Battery_D.19-11-016 Resource 1_Resource 1. 50 MW, 100 MWh battery. | 0 | 0 | 1 | 1 | 1 | 1 | 1 | 1 | 1 | 1
SDGE | New_Li_Battery | D.19-11-016 Resource 1 | 2030 | 8 | 0 |  | 0.41055 | review | 2 | Resource 1. 50 MW, 100 MWh battery. | 50 | CAISO_Battery | 0 | battery | battery_2030_8 | 93.21% | 0.5 | 9.5664 | 9.5664 | ok | new_resolve | 0 | 1 | New_Li_Battery_D.19-11-016 Resource 1_Resource 1. 50 MW, 100 MWh battery. | 0 | 0 | 1 | 1 | 1 | 1 | 1 | 1 | 1 | 1
SDGE | New_Li_Battery | D.19-11-016 Resource 1 | 2030 | 9 | 0 |  | 0.41055 | review | 2 | Resource 1. 50 MW, 100 MWh battery. | 50 | CAISO_Battery | 0 | battery | battery_2030_9 | 93.21% | 0.5 | 9.5664 | 9.5664 | ok | new_resolve | 0 | 1 | New_Li_Battery_D.19-11-016 Resource 1_Resource 1. 50 MW, 100 MWh battery. | 0 | 0 | 1 | 1 | 1 | 1 | 1 | 1 | 1 | 1
SDGE | New_Li_Battery | D.19-11-016 Resource 1 | 2030 | 10 | 0 |  | 0.41055 | review | 2 | Resource 1. 50 MW, 100 MWh battery. | 50 | CAISO_Battery | 0 | battery | battery_2030_10 | 93.21% | 0.5 | 9.5664 | 9.5664 | ok | new_resolve | 0 | 1 | New_Li_Battery_D.19-11-016 Resource 1_Resource 1. 50 MW, 100 MWh battery. | 0 | 0 | 1 | 1 | 1 | 1 | 1 | 1 | 1 | 1
SDGE | New_Li_Battery | D.19-11-016 Resource 1 | 2030 | 11 | 0 |  | 0.41055 | review | 2 | Resource 1. 50 MW, 100 MWh battery. | 50 | CAISO_Battery | 0 | battery | battery_2030_11 | 93.21% | 0.5 | 9.5664 | 9.5664 | ok | new_resolve | 0 | 1 | New_Li_Battery_D.19-11-016 Resource 1_Resource 1. 50 MW, 100 MWh battery. | 0 | 0 | 1 | 1 | 1 | 1 | 1 | 1 | 1 | 1
SDGE | New_Li_Battery | D.19-11-016 Resource 1 | 2030 | 12 | 0 |  | 0.41055 | review | 2 | Resource 1. 50 MW, 100 MWh battery. | 50 | CAISO_Battery | 0 | battery | battery_2030_12 | 93.21% | 0.5 | 9.5664 | 9.5664 | ok | new_resolve | 0 | 1 | New_Li_Battery_D.19-11-016 Resource 1_Resource 1. 50 MW, 100 MWh battery. | 0 | 0 | 1 | 1 | 1 | 1 | 1 | 1 | 1 | 1
SDGE | New_Li_Battery | D.19-11-016 Resource 2 | 2023 | 8 | 0 |  | 0.41055 | review | 4 | Resource 2. 75 MW, 300 MWh battery. | 75 | CAISO_Battery | 0 | battery | battery_2023_8 | 100% | 1 | 30.7916 | 30.7916 | ok | new_resolve | 0 | 1 | New_Li_Battery_D.19-11-016 Resource 2_Resource 2. 75 MW, 300 MWh battery. | 1 | 18 | 1 | 1 | 1 | 1 | 1 | 1 | 1 | 1
SDGE | New_Li_Battery | D.19-11-016 Resource 2 | 2023 | 9 | 0 |  | 0.41055 | review | 4 | Resource 2. 75 MW, 300 MWh battery. | 75 | CAISO_Battery | 0 | battery | battery_2023_9 | 100% | 1 | 30.7916 | 30.7916 | ok | new_resolve | 0 | 1 | New_Li_Battery_D.19-11-016 Resource 2_Resource 2. 75 MW, 300 MWh battery. | 0 | 0 | 1 | 1 | 1 | 1 | 1 | 1 | 1 | 1
SDGE | New_Li_Battery | D.19-11-016 Resource 2 | 2023 | 10 | 0 |  | 0.41055 | review | 4 | Resource 2. 75 MW, 300 MWh battery. | 75 | CAISO_Battery | 0 | battery | battery_2023_10 | 100% | 1 | 30.7916 | 30.7916 | ok | new_resolve | 0 | 1 | New_Li_Battery_D.19-11-016 Resource 2_Resource 2. 75 MW, 300 MWh battery. | 0 | 0 | 1 | 1 | 1 | 1 | 1 | 1 | 1 | 1
SDGE | New_Li_Battery | D.19-11-016 Resource 2 | 2023 | 11 | 0 |  | 0.41055 | review | 4 | Resource 2. 75 MW, 300 MWh battery. | 75 | CAISO_Battery | 0 | battery | battery_2023_11 | 100% | 1 | 30.7916 | 30.7916 | ok | new_resolve | 0 | 1 | New_Li_Battery_D.19-11-016 Resource 2_Resource 2. 75 MW, 300 MWh battery. | 0 | 0 | 1 | 1 | 1 | 1 | 1 | 1 | 1 | 1
SDGE | New_Li_Battery | D.19-11-016 Resource 2 | 2023 | 12 | 0 |  | 0.41055 | review | 4 | Resource 2. 75 MW, 300 MWh battery. | 75 | CAISO_Battery | 0 | battery | battery_2023_12 | 100% | 1 | 30.7916 | 30.7916 | ok | new_resolve | 0 | 1 | New_Li_Battery_D.19-11-016 Resource 2_Resource 2. 75 MW, 300 MWh battery. | 0 | 0 | 1 | 1 | 1 | 1 | 1 | 1 | 1 | 1
SDGE | New_Li_Battery | D.19-11-016 Resource 2 | 2024 | 1 | 0 |  | 0.41055 | review | 4 | Resource 2. 75 MW, 300 MWh battery. | 75 | CAISO_Battery | 0 | battery | battery_2024_1 | 100% | 1 | 30.7916 | 30.7916 | ok | new_resolve | 0 | 1 | New_Li_Battery_D.19-11-016 Resource 2_Resource 2. 75 MW, 300 MWh battery. | 0 | 0 | 1 | 1 | 1 | 1 | 1 | 1 | 1 | 1
SDGE | New_Li_Battery | D.19-11-016 Resource 2 | 2024 | 2 | 0 |  | 0.41055 | review | 4 | Resource 2. 75 MW, 300 MWh battery. | 75 | CAISO_Battery | 0 | battery | battery_2024_2 | 100% | 1 | 30.7916 | 30.7916 | ok | new_resolve | 0 | 1 | New_Li_Battery_D.19-11-016 Resource 2_Resource 2. 75 MW, 300 MWh battery. | 0 | 0 | 1 | 1 | 1 | 1 | 1 | 1 | 1 | 1
SDGE | New_Li_Battery | D.19-11-016 Resource 2 | 2024 | 3 | 0 |  | 0.41055 | review | 4 | Resource 2. 75 MW, 300 MWh battery. | 75 | CAISO_Battery | 0 | battery | battery_2024_3 | 100% | 1 | 30.7916 | 30.7916 | ok | new_resolve | 0 | 1 | New_Li_Battery_D.19-11-016 Resource 2_Resource 2. 75 MW, 300 MWh battery. | 0 | 0 | 1 | 1 | 1 | 1 | 1 | 1 | 1 | 1
SDGE | New_Li_Battery | D.19-11-016 Resource 2 | 2024 | 4 | 0 |  | 0.41055 | review | 4 | Resource 2. 75 MW, 300 MWh battery. | 75 | CAISO_Battery | 0 | battery | battery_2024_4 | 100% | 1 | 30.7916 | 30.7916 | ok | new_resolve | 0 | 1 | New_Li_Battery_D.19-11-016 Resource 2_Resource 2. 75 MW, 300 MWh battery. | 0 | 0 | 1 | 1 | 1 | 1 | 1 | 1 | 1 | 1
SDGE | New_Li_Battery | D.19-11-016 Resource 2 | 2024 | 5 | 0 |  | 0.41055 | review | 4 | Resource 2. 75 MW, 300 MWh battery. | 75 | CAISO_Battery | 0 | battery | battery_2024_5 | 100% | 1 | 30.7916 | 30.7916 | ok | new_resolve | 0 | 1 | New_Li_Battery_D.19-11-016 Resource 2_Resource 2. 75 MW, 300 MWh battery. | 0 | 0 | 1 | 1 | 1 | 1 | 1 | 1 | 1 | 1
SDGE | New_Li_Battery | D.19-11-016 Resource 2 | 2024 | 6 | 0 |  | 0.41055 | review | 4 | Resource 2. 75 MW, 300 MWh battery. | 75 | CAISO_Battery | 0 | battery | battery_2024_6 | 100% | 1 | 30.7916 | 30.7916 | ok | new_resolve | 0 | 1 | New_Li_Battery_D.19-11-016 Resource 2_Resource 2. 75 MW, 300 MWh battery. | 0 | 0 | 1 | 1 | 1 | 1 | 1 | 1 | 1 | 1
SDGE | New_Li_Battery | D.19-11-016 Resource 2 | 2024 | 7 | 0 |  | 0.41055 | review | 4 | Resource 2. 75 MW, 300 MWh battery. | 75 | CAISO_Battery | 0 | battery | battery_2024_7 | 100% | 1 | 30.7916 | 30.7916 | ok | new_resolve | 0 | 1 | New_Li_Battery_D.19-11-016 Resource 2_Resource 2. 75 MW, 300 MWh battery. | 0 | 0 | 1 | 1 | 1 | 1 | 1 | 1 | 1 | 1
SDGE | New_Li_Battery | D.19-11-016 Resource 2 | 2024 | 8 | 0 |  | 0.41055 | review | 4 | Resource 2. 75 MW, 300 MWh battery. | 75 | CAISO_Battery | 0 | battery | battery_2024_8 | 100% | 1 | 30.7916 | 30.7916 | ok | new_resolve | 0 | 1 | New_Li_Battery_D.19-11-016 Resource 2_Resource 2. 75 MW, 300 MWh battery. | 0 | 0 | 1 | 1 | 1 | 1 | 1 | 1 | 1 | 1
SDGE | New_Li_Battery | D.19-11-016 Resource 2 | 2024 | 9 | 0 |  | 0.41055 | review | 4 | Resource 2. 75 MW, 300 MWh battery. | 75 | CAISO_Battery | 0 | battery | battery_2024_9 | 100% | 1 | 30.7916 | 30.7916 | ok | new_resolve | 0 | 1 | New_Li_Battery_D.19-11-016 Resource 2_Resource 2. 75 MW, 300 MWh battery. | 0 | 0 | 1 | 1 | 1 | 1 | 1 | 1 | 1 | 1
SDGE | New_Li_Battery | D.19-11-016 Resource 2 | 2024 | 10 | 0 |  | 0.41055 | review | 4 | Resource 2. 75 MW, 300 MWh battery. | 75 | CAISO_Battery | 0 | battery | battery_2024_10 | 100% | 1 | 30.7916 | 30.7916 | ok | new_resolve | 0 | 1 | New_Li_Battery_D.19-11-016 Resource 2_Resource 2. 75 MW, 300 MWh battery. | 0 | 0 | 1 | 1 | 1 | 1 | 1 | 1 | 1 | 1
SDGE | New_Li_Battery | D.19-11-016 Resource 2 | 2024 | 11 | 0 |  | 0.41055 | review | 4 | Resource 2. 75 MW, 300 MWh battery. | 75 | CAISO_Battery | 0 | battery | battery_2024_11 | 100% | 1 | 30.7916 | 30.7916 | ok | new_resolve | 0 | 1 | New_Li_Battery_D.19-11-016 Resource 2_Resource 2. 75 MW, 300 MWh battery. | 0 | 0 | 1 | 1 | 1 | 1 | 1 | 1 | 1 | 1
SDGE | New_Li_Battery | D.19-11-016 Resource 2 | 2024 | 12 | 0 |  | 0.41055 | review | 4 | Resource 2. 75 MW, 300 MWh battery. | 75 | CAISO_Battery | 0 | battery | battery_2024_12 | 100% | 1 | 30.7916 | 30.7916 | ok | new_resolve | 0 | 1 | New_Li_Battery_D.19-11-016 Resource 2_Resource 2. 75 MW, 300 MWh battery. | 0 | 0 | 1 | 1 | 1 | 1 | 1 | 1 | 1 | 1
SDGE | New_Li_Battery | D.19-11-016 Resource 2 | 2025 | 1 | 0 |  | 0.41055 | review | 4 | Resource 2. 75 MW, 300 MWh battery. | 75 | CAISO_Battery | 0 | battery | battery_2025_1 | 100% | 1 | 30.7916 | 30.7916 | ok | new_resolve | 0 | 1 | New_Li_Battery_D.19-11-016 Resource 2_Resource 2. 75 MW, 300 MWh battery. | 0 | 0 | 1 | 1 | 1 | 1 | 1 | 1 | 1 | 1
SDGE | New_Li_Battery | D.19-11-016 Resource 2 | 2025 | 2 | 0 |  | 0.41055 | review | 4 | Resource 2. 75 MW, 300 MWh battery. | 75 | CAISO_Battery | 0 | battery | battery_2025_2 | 100% | 1 | 30.7916 | 30.7916 | ok | new_resolve | 0 | 1 | New_Li_Battery_D.19-11-016 Resource 2_Resource 2. 75 MW, 300 MWh battery. | 0 | 0 | 1 | 1 | 1 | 1 | 1 | 1 | 1 | 1
SDGE | New_Li_Battery | D.19-11-016 Resource 2 | 2025 | 3 | 0 |  | 0.41055 | review | 4 | Resource 2. 75 MW, 300 MWh battery. | 75 | CAISO_Battery | 0 | battery | battery_2025_3 | 100% | 1 | 30.7916 | 30.7916 | ok | new_resolve | 0 | 1 | New_Li_Battery_D.19-11-016 Resource 2_Resource 2. 75 MW, 300 MWh battery. | 0 | 0 | 1 | 1 | 1 | 1 | 1 | 1 | 1 | 1
SDGE | New_Li_Battery | D.19-11-016 Resource 2 | 2025 | 4 | 0 |  | 0.41055 | review | 4 | Resource 2. 75 MW, 300 MWh battery. | 75 | CAISO_Battery | 0 | battery | battery_2025_4 | 100% | 1 | 30.7916 | 30.7916 | ok | new_resolve | 0 | 1 | New_Li_Battery_D.19-11-016 Resource 2_Resource 2. 75 MW, 300 MWh battery. | 0 | 0 | 1 | 1 | 1 | 1 | 1 | 1 | 1 | 1
SDGE | New_Li_Battery | D.19-11-016 Resource 2 | 2025 | 5 | 0 |  | 0.41055 | review | 4 | Resource 2. 75 MW, 300 MWh battery. | 75 | CAISO_Battery | 0 | battery | battery_2025_5 | 100% | 1 | 30.7916 | 30.7916 | ok | new_resolve | 0 | 1 | New_Li_Battery_D.19-11-016 Resource 2_Resource 2. 75 MW, 300 MWh battery. | 0 | 0 | 1 | 1 | 1 | 1 | 1 | 1 | 1 | 1
SDGE | New_Li_Battery | D.19-11-016 Resource 2 | 2025 | 6 | 0 |  | 0.41055 | review | 4 | Resource 2. 75 MW, 300 MWh battery. | 75 | CAISO_Battery | 0 | battery | battery_2025_6 | 100% | 1 | 30.7916 | 30.7916 | ok | new_resolve | 0 | 1 | New_Li_Battery_D.19-11-016 Resource 2_Resource 2. 75 MW, 300 MWh battery. | 0 | 0 | 1 | 1 | 1 | 1 | 1 | 1 | 1 | 1
SDGE | New_Li_Battery | D.19-11-016 Resource 2 | 2025 | 7 | 0 |  | 0.41055 | review | 4 | Resource 2. 75 MW, 300 MWh battery. | 75 | CAISO_Battery | 0 | battery | battery_2025_7 | 100% | 1 | 30.7916 | 30.7916 | ok | new_resolve | 0 | 1 | New_Li_Battery_D.19-11-016 Resource 2_Resource 2. 75 MW, 300 MWh battery. | 0 | 0 | 1 | 1 | 1 | 1 | 1 | 1 | 1 | 1
SDGE | New_Li_Battery | D.19-11-016 Resource 2 | 2025 | 8 | 0 |  | 0.41055 | review | 4 | Resource 2. 75 MW, 300 MWh battery. | 75 | CAISO_Battery | 0 | battery | battery_2025_8 | 100% | 1 | 30.7916 | 30.7916 | ok | new_resolve | 0 | 1 | New_Li_Battery_D.19-11-016 Resource 2_Resource 2. 75 MW, 300 MWh battery. | 0 | 0 | 1 | 1 | 1 | 1 | 1 | 1 | 1 | 1
SDGE | New_Li_Battery | D.19-11-016 Resource 2 | 2025 | 9 | 0 |  | 0.41055 | review | 4 | Resource 2. 75 MW, 300 MWh battery. | 75 | CAISO_Battery | 0 | battery | battery_2025_9 | 100% | 1 | 30.7916 | 30.7916 | ok | new_resolve | 0 | 1 | New_Li_Battery_D.19-11-016 Resource 2_Resource 2. 75 MW, 300 MWh battery. | 0 | 0 | 1 | 1 | 1 | 1 | 1 | 1 | 1 | 1
SDGE | New_Li_Battery | D.19-11-016 Resource 2 | 2025 | 10 | 0 |  | 0.41055 | review | 4 | Resource 2. 75 MW, 300 MWh battery. | 75 | CAISO_Battery | 0 | battery | battery_2025_10 | 100% | 1 | 30.7916 | 30.7916 | ok | new_resolve | 0 | 1 | New_Li_Battery_D.19-11-016 Resource 2_Resource 2. 75 MW, 300 MWh battery. | 0 | 0 | 1 | 1 | 1 | 1 | 1 | 1 | 1 | 1
SDGE | New_Li_Battery | D.19-11-016 Resource 2 | 2025 | 11 | 0 |  | 0.41055 | review | 4 | Resource 2. 75 MW, 300 MWh battery. | 75 | CAISO_Battery | 0 | battery | battery_2025_11 | 100% | 1 | 30.7916 | 30.7916 | ok | new_resolve | 0 | 1 | New_Li_Battery_D.19-11-016 Resource 2_Resource 2. 75 MW, 300 MWh battery. | 0 | 0 | 1 | 1 | 1 | 1 | 1 | 1 | 1 | 1
SDGE | New_Li_Battery | D.19-11-016 Resource 2 | 2025 | 12 | 0 |  | 0.41055 | review | 4 | Resource 2. 75 MW, 300 MWh battery. | 75 | CAISO_Battery | 0 | battery | battery_2025_12 | 100% | 1 | 30.7916 | 30.7916 | ok | new_resolve | 0 | 1 | New_Li_Battery_D.19-11-016 Resource 2_Resource 2. 75 MW, 300 MWh battery. | 0 | 0 | 1 | 1 | 1 | 1 | 1 | 1 | 1 | 1
SDGE | New_Li_Battery | D.19-11-016 Resource 2 | 2026 | 1 | 0 |  | 0.41055 | review | 4 | Resource 2. 75 MW, 300 MWh battery. | 75 | CAISO_Battery | 0 | battery | battery_2026_1 | 100% | 1 | 30.7916 | 30.7916 | ok | new_resolve | 0 | 1 | New_Li_Battery_D.19-11-016 Resource 2_Resource 2. 75 MW, 300 MWh battery. | 0 | 0 | 1 | 1 | 1 | 1 | 1 | 1 | 1 | 1
SDGE | New_Li_Battery | D.19-11-016 Resource 2 | 2026 | 2 | 0 |  | 0.41055 | review | 4 | Resource 2. 75 MW, 300 MWh battery. | 75 | CAISO_Battery | 0 | battery | battery_2026_2 | 100% | 1 | 30.7916 | 30.7916 | ok | new_resolve | 0 | 1 | New_Li_Battery_D.19-11-016 Resource 2_Resource 2. 75 MW, 300 MWh battery. | 0 | 0 | 1 | 1 | 1 | 1 | 1 | 1 | 1 | 1
SDGE | New_Li_Battery | D.19-11-016 Resource 2 | 2026 | 3 | 0 |  | 0.41055 | review | 4 | Resource 2. 75 MW, 300 MWh battery. | 75 | CAISO_Battery | 0 | battery | battery_2026_3 | 100% | 1 | 30.7916 | 30.7916 | ok | new_resolve | 0 | 1 | New_Li_Battery_D.19-11-016 Resource 2_Resource 2. 75 MW, 300 MWh battery. | 0 | 0 | 1 | 1 | 1 | 1 | 1 | 1 | 1 | 1
SDGE | New_Li_Battery | D.19-11-016 Resource 2 | 2026 | 4 | 0 |  | 0.41055 | review | 4 | Resource 2. 75 MW, 300 MWh battery. | 75 | CAISO_Battery | 0 | battery | battery_2026_4 | 100% | 1 | 30.7916 | 30.7916 | ok | new_resolve | 0 | 1 | New_Li_Battery_D.19-11-016 Resource 2_Resource 2. 75 MW, 300 MWh battery. | 0 | 0 | 1 | 1 | 1 | 1 | 1 | 1 | 1 | 1
SDGE | New_Li_Battery | D.19-11-016 Resource 2 | 2026 | 5 | 0 |  | 0.41055 | review | 4 | Resource 2. 75 MW, 300 MWh battery. | 75 | CAISO_Battery | 0 | battery | battery_2026_5 | 100% | 1 | 30.7916 | 30.7916 | ok | new_resolve | 0 | 1 | New_Li_Battery_D.19-11-016 Resource 2_Resource 2. 75 MW, 300 MWh battery. | 0 | 0 | 1 | 1 | 1 | 1 | 1 | 1 | 1 | 1
SDGE | New_Li_Battery | D.19-11-016 Resource 2 | 2026 | 6 | 0 |  | 0.41055 | review | 4 | Resource 2. 75 MW, 300 MWh battery. | 75 | CAISO_Battery | 0 | battery | battery_2026_6 | 100% | 1 | 30.7916 | 30.7916 | ok | new_resolve | 0 | 1 | New_Li_Battery_D.19-11-016 Resource 2_Resource 2. 75 MW, 300 MWh battery. | 0 | 0 | 1 | 1 | 1 | 1 | 1 | 1 | 1 | 1
SDGE | New_Li_Battery | D.19-11-016 Resource 2 | 2026 | 7 | 0 |  | 0.41055 | review | 4 | Resource 2. 75 MW, 300 MWh battery. | 75 | CAISO_Battery | 0 | battery | battery_2026_7 | 100% | 1 | 30.7916 | 30.7916 | ok | new_resolve | 0 | 1 | New_Li_Battery_D.19-11-016 Resource 2_Resource 2. 75 MW, 300 MWh battery. | 0 | 0 | 1 | 1 | 1 | 1 | 1 | 1 | 1 | 1
SDGE | New_Li_Battery | D.19-11-016 Resource 2 | 2026 | 8 | 0 |  | 0.41055 | review | 4 | Resource 2. 75 MW, 300 MWh battery. | 75 | CAISO_Battery | 0 | battery | battery_2026_8 | 100% | 1 | 30.7916 | 30.7916 | ok | new_resolve | 0 | 1 | New_Li_Battery_D.19-11-016 Resource 2_Resource 2. 75 MW, 300 MWh battery. | 0 | 0 | 1 | 1 | 1 | 1 | 1 | 1 | 1 | 1
SDGE | New_Li_Battery | D.19-11-016 Resource 2 | 2026 | 9 | 0 |  | 0.41055 | review | 4 | Resource 2. 75 MW, 300 MWh battery. | 75 | CAISO_Battery | 0 | battery | battery_2026_9 | 100% | 1 | 30.7916 | 30.7916 | ok | new_resolve | 0 | 1 | New_Li_Battery_D.19-11-016 Resource 2_Resource 2. 75 MW, 300 MWh battery. | 0 | 0 | 1 | 1 | 1 | 1 | 1 | 1 | 1 | 1
SDGE | New_Li_Battery | D.19-11-016 Resource 2 | 2026 | 10 | 0 |  | 0.41055 | review | 4 | Resource 2. 75 MW, 300 MWh battery. | 75 | CAISO_Battery | 0 | battery | battery_2026_10 | 100% | 1 | 30.7916 | 30.7916 | ok | new_resolve | 0 | 1 | New_Li_Battery_D.19-11-016 Resource 2_Resource 2. 75 MW, 300 MWh battery. | 0 | 0 | 1 | 1 | 1 | 1 | 1 | 1 | 1 | 1
SDGE | New_Li_Battery | D.19-11-016 Resource 2 | 2026 | 11 | 0 |  | 0.41055 | review | 4 | Resource 2. 75 MW, 300 MWh battery. | 75 | CAISO_Battery | 0 | battery | battery_2026_11 | 100% | 1 | 30.7916 | 30.7916 | ok | new_resolve | 0 | 1 | New_Li_Battery_D.19-11-016 Resource 2_Resource 2. 75 MW, 300 MWh battery. | 0 | 0 | 1 | 1 | 1 | 1 | 1 | 1 | 1 | 1
SDGE | New_Li_Battery | D.19-11-016 Resource 2 | 2026 | 12 | 0 |  | 0.41055 | review | 4 | Resource 2. 75 MW, 300 MWh battery. | 75 | CAISO_Battery | 0 | battery | battery_2026_12 | 100% | 1 | 30.7916 | 30.7916 | ok | new_resolve | 0 | 1 | New_Li_Battery_D.19-11-016 Resource 2_Resource 2. 75 MW, 300 MWh battery. | 0 | 0 | 1 | 1 | 1 | 1 | 1 | 1 | 1 | 1
SDGE | New_Li_Battery | D.19-11-016 Resource 2 | 2027 | 1 | 0 |  | 0.41055 | review | 4 | Resource 2. 75 MW, 300 MWh battery. | 75 | CAISO_Battery | 0 | battery | battery_2027_1 | 98.3% | 1 | 30.2685 | 30.2685 | ok | new_resolve | 0 | 1 | New_Li_Battery_D.19-11-016 Resource 2_Resource 2. 75 MW, 300 MWh battery. | 0 | 0 | 1 | 1 | 1 | 1 | 1 | 1 | 1 | 1
SDGE | New_Li_Battery | D.19-11-016 Resource 2 | 2027 | 2 | 0 |  | 0.41055 | review | 4 | Resource 2. 75 MW, 300 MWh battery. | 75 | CAISO_Battery | 0 | battery | battery_2027_2 | 98.3% | 1 | 30.2685 | 30.2685 | ok | new_resolve | 0 | 1 | New_Li_Battery_D.19-11-016 Resource 2_Resource 2. 75 MW, 300 MWh battery. | 0 | 0 | 1 | 1 | 1 | 1 | 1 | 1 | 1 | 1
SDGE | New_Li_Battery | D.19-11-016 Resource 2 | 2027 | 3 | 0 |  | 0.41055 | review | 4 | Resource 2. 75 MW, 300 MWh battery. | 75 | CAISO_Battery | 0 | battery | battery_2027_3 | 98.3% | 1 | 30.2685 | 30.2685 | ok | new_resolve | 0 | 1 | New_Li_Battery_D.19-11-016 Resource 2_Resource 2. 75 MW, 300 MWh battery. | 0 | 0 | 1 | 1 | 1 | 1 | 1 | 1 | 1 | 1
SDGE | New_Li_Battery | D.19-11-016 Resource 2 | 2027 | 4 | 0 |  | 0.41055 | review | 4 | Resource 2. 75 MW, 300 MWh battery. | 75 | CAISO_Battery | 0 | battery | battery_2027_4 | 98.3% | 1 | 30.2685 | 30.2685 | ok | new_resolve | 0 | 1 | New_Li_Battery_D.19-11-016 Resource 2_Resource 2. 75 MW, 300 MWh battery. | 0 | 0 | 1 | 1 | 1 | 1 | 1 | 1 | 1 | 1
SDGE | New_Li_Battery | D.19-11-016 Resource 2 | 2027 | 5 | 0 |  | 0.41055 | review | 4 | Resource 2. 75 MW, 300 MWh battery. | 75 | CAISO_Battery | 0 | battery | battery_2027_5 | 98.3% | 1 | 30.2685 | 30.2685 | ok | new_resolve | 0 | 1 | New_Li_Battery_D.19-11-016 Resource 2_Resource 2. 75 MW, 300 MWh battery. | 0 | 0 | 1 | 1 | 1 | 1 | 1 | 1 | 1 | 1
SDGE | New_Li_Battery | D.19-11-016 Resource 2 | 2027 | 6 | 0 |  | 0.41055 | review | 4 | Resource 2. 75 MW, 300 MWh battery. | 75 | CAISO_Battery | 0 | battery | battery_2027_6 | 98.3% | 1 | 30.2685 | 30.2685 | ok | new_resolve | 0 | 1 | New_Li_Battery_D.19-11-016 Resource 2_Resource 2. 75 MW, 300 MWh battery. | 0 | 0 | 1 | 1 | 1 | 1 | 1 | 1 | 1 | 1
SDGE | New_Li_Battery | D.19-11-016 Resource 2 | 2027 | 7 | 0 |  | 0.41055 | review | 4 | Resource 2. 75 MW, 300 MWh battery. | 75 | CAISO_Battery | 0 | battery | battery_2027_7 | 98.3% | 1 | 30.2685 | 30.2685 | ok | new_resolve | 0 | 1 | New_Li_Battery_D.19-11-016 Resource 2_Resource 2. 75 MW, 300 MWh battery. | 0 | 0 | 1 | 1 | 1 | 1 | 1 | 1 | 1 | 1
SDGE | New_Li_Battery | D.19-11-016 Resource 2 | 2027 | 8 | 0 |  | 0.41055 | review | 4 | Resource 2. 75 MW, 300 MWh battery. | 75 | CAISO_Battery | 0 | battery | battery_2027_8 | 98.3% | 1 | 30.2685 | 30.2685 | ok | new_resolve | 0 | 1 | New_Li_Battery_D.19-11-016 Resource 2_Resource 2. 75 MW, 300 MWh battery. | 0 | 0 | 1 | 1 | 1 | 1 | 1 | 1 | 1 | 1
SDGE | New_Li_Battery | D.19-11-016 Resource 2 | 2027 | 9 | 0 |  | 0.41055 | review | 4 | Resource 2. 75 MW, 300 MWh battery. | 75 | CAISO_Battery | 0 | battery | battery_2027_9 | 98.3% | 1 | 30.2685 | 30.2685 | ok | new_resolve | 0 | 1 | New_Li_Battery_D.19-11-016 Resource 2_Resource 2. 75 MW, 300 MWh battery. | 0 | 0 | 1 | 1 | 1 | 1 | 1 | 1 | 1 | 1
SDGE | New_Li_Battery | D.19-11-016 Resource 2 | 2027 | 10 | 0 |  | 0.41055 | review | 4 | Resource 2. 75 MW, 300 MWh battery. | 75 | CAISO_Battery | 0 | battery | battery_2027_10 | 98.3% | 1 | 30.2685 | 30.2685 | ok | new_resolve | 0 | 1 | New_Li_Battery_D.19-11-016 Resource 2_Resource 2. 75 MW, 300 MWh battery. | 0 | 0 | 1 | 1 | 1 | 1 | 1 | 1 | 1 | 1
SDGE | New_Li_Battery | D.19-11-016 Resource 2 | 2027 | 11 | 0 |  | 0.41055 | review | 4 | Resource 2. 75 MW, 300 MWh battery. | 75 | CAISO_Battery | 0 | battery | battery_2027_11 | 98.3% | 1 | 30.2685 | 30.2685 | ok | new_resolve | 0 | 1 | New_Li_Battery_D.19-11-016 Resource 2_Resource 2. 75 MW, 300 MWh battery. | 0 | 0 | 1 | 1 | 1 | 1 | 1 | 1 | 1 | 1
SDGE | New_Li_Battery | D.19-11-016 Resource 2 | 2027 | 12 | 0 |  | 0.41055 | review | 4 | Resource 2. 75 MW, 300 MWh battery. | 75 | CAISO_Battery | 0 | battery | battery_2027_12 | 98.3% | 1 | 30.2685 | 30.2685 | ok | new_resolve | 0 | 1 | New_Li_Battery_D.19-11-016 Resource 2_Resource 2. 75 MW, 300 MWh battery. | 0 | 0 | 1 | 1 | 1 | 1 | 1 | 1 | 1 | 1
SDGE | New_Li_Battery | D.19-11-016 Resource 2 | 2028 | 1 | 0 |  | 0.41055 | review | 4 | Resource 2. 75 MW, 300 MWh battery. | 75 | CAISO_Battery | 0 | battery | battery_2028_1 | 96.6% | 1 | 29.7454 | 29.7454 | ok | new_resolve | 0 | 1 | New_Li_Battery_D.19-11-016 Resource 2_Resource 2. 75 MW, 300 MWh battery. | 0 | 0 | 1 | 1 | 1 | 1 | 1 | 1 | 1 | 1
SDGE | New_Li_Battery | D.19-11-016 Resource 2 | 2028 | 2 | 0 |  | 0.41055 | review | 4 | Resource 2. 75 MW, 300 MWh battery. | 75 | CAISO_Battery | 0 | battery | battery_2028_2 | 96.6% | 1 | 29.7454 | 29.7454 | ok | new_resolve | 0 | 1 | New_Li_Battery_D.19-11-016 Resource 2_Resource 2. 75 MW, 300 MWh battery. | 0 | 0 | 1 | 1 | 1 | 1 | 1 | 1 | 1 | 1
SDGE | New_Li_Battery | D.19-11-016 Resource 2 | 2028 | 3 | 0 |  | 0.41055 | review | 4 | Resource 2. 75 MW, 300 MWh battery. | 75 | CAISO_Battery | 0 | battery | battery_2028_3 | 96.6% | 1 | 29.7454 | 29.7454 | ok | new_resolve | 0 | 1 | New_Li_Battery_D.19-11-016 Resource 2_Resource 2. 75 MW, 300 MWh battery. | 0 | 0 | 1 | 1 | 1 | 1 | 1 | 1 | 1 | 1
SDGE | New_Li_Battery | D.19-11-016 Resource 2 | 2028 | 4 | 0 |  | 0.41055 | review | 4 | Resource 2. 75 MW, 300 MWh battery. | 75 | CAISO_Battery | 0 | battery | battery_2028_4 | 96.6% | 1 | 29.7454 | 29.7454 | ok | new_resolve | 0 | 1 | New_Li_Battery_D.19-11-016 Resource 2_Resource 2. 75 MW, 300 MWh battery. | 0 | 0 | 1 | 1 | 1 | 1 | 1 | 1 | 1 | 1
SDGE | New_Li_Battery | D.19-11-016 Resource 2 | 2028 | 5 | 0 |  | 0.41055 | review | 4 | Resource 2. 75 MW, 300 MWh battery. | 75 | CAISO_Battery | 0 | battery | battery_2028_5 | 96.6% | 1 | 29.7454 | 29.7454 | ok | new_resolve | 0 | 1 | New_Li_Battery_D.19-11-016 Resource 2_Resource 2. 75 MW, 300 MWh battery. | 0 | 0 | 1 | 1 | 1 | 1 | 1 | 1 | 1 | 1
SDGE | New_Li_Battery | D.19-11-016 Resource 2 | 2028 | 6 | 0 |  | 0.41055 | review | 4 | Resource 2. 75 MW, 300 MWh battery. | 75 | CAISO_Battery | 0 | battery | battery_2028_6 | 96.6% | 1 | 29.7454 | 29.7454 | ok | new_resolve | 0 | 1 | New_Li_Battery_D.19-11-016 Resource 2_Resource 2. 75 MW, 300 MWh battery. | 0 | 0 | 1 | 1 | 1 | 1 | 1 | 1 | 1 | 1
SDGE | New_Li_Battery | D.19-11-016 Resource 2 | 2028 | 7 | 0 |  | 0.41055 | review | 4 | Resource 2. 75 MW, 300 MWh battery. | 75 | CAISO_Battery | 0 | battery | battery_2028_7 | 96.6% | 1 | 29.7454 | 29.7454 | ok | new_resolve | 0 | 1 | New_Li_Battery_D.19-11-016 Resource 2_Resource 2. 75 MW, 300 MWh battery. | 0 | 0 | 1 | 1 | 1 | 1 | 1 | 1 | 1 | 1
SDGE | New_Li_Battery | D.19-11-016 Resource 2 | 2028 | 8 | 0 |  | 0.41055 | review | 4 | Resource 2. 75 MW, 300 MWh battery. | 75 | CAISO_Battery | 0 | battery | battery_2028_8 | 96.6% | 1 | 29.7454 | 29.7454 | ok | new_resolve | 0 | 1 | New_Li_Battery_D.19-11-016 Resource 2_Resource 2. 75 MW, 300 MWh battery. | 0 | 0 | 1 | 1 | 1 | 1 | 1 | 1 | 1 | 1
SDGE | New_Li_Battery | D.19-11-016 Resource 2 | 2028 | 9 | 0 |  | 0.41055 | review | 4 | Resource 2. 75 MW, 300 MWh battery. | 75 | CAISO_Battery | 0 | battery | battery_2028_9 | 96.6% | 1 | 29.7454 | 29.7454 | ok | new_resolve | 0 | 1 | New_Li_Battery_D.19-11-016 Resource 2_Resource 2. 75 MW, 300 MWh battery. | 0 | 0 | 1 | 1 | 1 | 1 | 1 | 1 | 1 | 1
SDGE | New_Li_Battery | D.19-11-016 Resource 2 | 2028 | 10 | 0 |  | 0.41055 | review | 4 | Resource 2. 75 MW, 300 MWh battery. | 75 | CAISO_Battery | 0 | battery | battery_2028_10 | 96.6% | 1 | 29.7454 | 29.7454 | ok | new_resolve | 0 | 1 | New_Li_Battery_D.19-11-016 Resource 2_Resource 2. 75 MW, 300 MWh battery. | 0 | 0 | 1 | 1 | 1 | 1 | 1 | 1 | 1 | 1
SDGE | New_Li_Battery | D.19-11-016 Resource 2 | 2028 | 11 | 0 |  | 0.41055 | review | 4 | Resource 2. 75 MW, 300 MWh battery. | 75 | CAISO_Battery | 0 | battery | battery_2028_11 | 96.6% | 1 | 29.7454 | 29.7454 | ok | new_resolve | 0 | 1 | New_Li_Battery_D.19-11-016 Resource 2_Resource 2. 75 MW, 300 MWh battery. | 0 | 0 | 1 | 1 | 1 | 1 | 1 | 1 | 1 | 1
SDGE | New_Li_Battery | D.19-11-016 Resource 2 | 2028 | 12 | 0 |  | 0.41055 | review | 4 | Resource 2. 75 MW, 300 MWh battery. | 75 | CAISO_Battery | 0 | battery | battery_2028_12 | 96.6% | 1 | 29.7454 | 29.7454 | ok | new_resolve | 0 | 1 | New_Li_Battery_D.19-11-016 Resource 2_Resource 2. 75 MW, 300 MWh battery. | 0 | 0 | 1 | 1 | 1 | 1 | 1 | 1 | 1 | 1
SDGE | New_Li_Battery | D.19-11-016 Resource 2 | 2029 | 1 | 0 |  | 0.41055 | review | 4 | Resource 2. 75 MW, 300 MWh battery. | 75 | CAISO_Battery | 0 | battery | battery_2029_1 | 94.9% | 1 | 29.2224 | 29.2224 | ok | new_resolve | 0 | 1 | New_Li_Battery_D.19-11-016 Resource 2_Resource 2. 75 MW, 300 MWh battery. | 0 | 0 | 1 | 1 | 1 | 1 | 1 | 1 | 1 | 1
SDGE | New_Li_Battery | D.19-11-016 Resource 2 | 2029 | 2 | 0 |  | 0.41055 | review | 4 | Resource 2. 75 MW, 300 MWh battery. | 75 | CAISO_Battery | 0 | battery | battery_2029_2 | 94.9% | 1 | 29.2224 | 29.2224 | ok | new_resolve | 0 | 1 | New_Li_Battery_D.19-11-016 Resource 2_Resource 2. 75 MW, 300 MWh battery. | 0 | 0 | 1 | 1 | 1 | 1 | 1 | 1 | 1 | 1
SDGE | New_Li_Battery | D.19-11-016 Resource 2 | 2029 | 3 | 0 |  | 0.41055 | review | 4 | Resource 2. 75 MW, 300 MWh battery. | 75 | CAISO_Battery | 0 | battery | battery_2029_3 | 94.9% | 1 | 29.2224 | 29.2224 | ok | new_resolve | 0 | 1 | New_Li_Battery_D.19-11-016 Resource 2_Resource 2. 75 MW, 300 MWh battery. | 0 | 0 | 1 | 1 | 1 | 1 | 1 | 1 | 1 | 1
SDGE | New_Li_Battery | D.19-11-016 Resource 2 | 2029 | 4 | 0 |  | 0.41055 | review | 4 | Resource 2. 75 MW, 300 MWh battery. | 75 | CAISO_Battery | 0 | battery | battery_2029_4 | 94.9% | 1 | 29.2224 | 29.2224 | ok | new_resolve | 0 | 1 | New_Li_Battery_D.19-11-016 Resource 2_Resource 2. 75 MW, 300 MWh battery. | 0 | 0 | 1 | 1 | 1 | 1 | 1 | 1 | 1 | 1
SDGE | New_Li_Battery | D.19-11-016 Resource 2 | 2029 | 5 | 0 |  | 0.41055 | review | 4 | Resource 2. 75 MW, 300 MWh battery. | 75 | CAISO_Battery | 0 | battery | battery_2029_5 | 94.9% | 1 | 29.2224 | 29.2224 | ok | new_resolve | 0 | 1 | New_Li_Battery_D.19-11-016 Resource 2_Resource 2. 75 MW, 300 MWh battery. | 0 | 0 | 1 | 1 | 1 | 1 | 1 | 1 | 1 | 1
SDGE | New_Li_Battery | D.19-11-016 Resource 2 | 2029 | 6 | 0 |  | 0.41055 | review | 4 | Resource 2. 75 MW, 300 MWh battery. | 75 | CAISO_Battery | 0 | battery | battery_2029_6 | 94.9% | 1 | 29.2224 | 29.2224 | ok | new_resolve | 0 | 1 | New_Li_Battery_D.19-11-016 Resource 2_Resource 2. 75 MW, 300 MWh battery. | 0 | 0 | 1 | 1 | 1 | 1 | 1 | 1 | 1 | 1
SDGE | New_Li_Battery | D.19-11-016 Resource 2 | 2029 | 7 | 0 |  | 0.41055 | review | 4 | Resource 2. 75 MW, 300 MWh battery. | 75 | CAISO_Battery | 0 | battery | battery_2029_7 | 94.9% | 1 | 29.2224 | 29.2224 | ok | new_resolve | 0 | 1 | New_Li_Battery_D.19-11-016 Resource 2_Resource 2. 75 MW, 300 MWh battery. | 0 | 0 | 1 | 1 | 1 | 1 | 1 | 1 | 1 | 1
SDGE | New_Li_Battery | D.19-11-016 Resource 2 | 2029 | 8 | 0 |  | 0.41055 | review | 4 | Resource 2. 75 MW, 300 MWh battery. | 75 | CAISO_Battery | 0 | battery | battery_2029_8 | 94.9% | 1 | 29.2224 | 29.2224 | ok | new_resolve | 0 | 1 | New_Li_Battery_D.19-11-016 Resource 2_Resource 2. 75 MW, 300 MWh battery. | 0 | 0 | 1 | 1 | 1 | 1 | 1 | 1 | 1 | 1
SDGE | New_Li_Battery | D.19-11-016 Resource 2 | 2029 | 9 | 0 |  | 0.41055 | review | 4 | Resource 2. 75 MW, 300 MWh battery. | 75 | CAISO_Battery | 0 | battery | battery_2029_9 | 94.9% | 1 | 29.2224 | 29.2224 | ok | new_resolve | 0 | 1 | New_Li_Battery_D.19-11-016 Resource 2_Resource 2. 75 MW, 300 MWh battery. | 0 | 0 | 1 | 1 | 1 | 1 | 1 | 1 | 1 | 1
SDGE | New_Li_Battery | D.19-11-016 Resource 2 | 2029 | 10 | 0 |  | 0.41055 | review | 4 | Resource 2. 75 MW, 300 MWh battery. | 75 | CAISO_Battery | 0 | battery | battery_2029_10 | 94.9% | 1 | 29.2224 | 29.2224 | ok | new_resolve | 0 | 1 | New_Li_Battery_D.19-11-016 Resource 2_Resource 2. 75 MW, 300 MWh battery. | 0 | 0 | 1 | 1 | 1 | 1 | 1 | 1 | 1 | 1
SDGE | New_Li_Battery | D.19-11-016 Resource 2 | 2029 | 11 | 0 |  | 0.41055 | review | 4 | Resource 2. 75 MW, 300 MWh battery. | 75 | CAISO_Battery | 0 | battery | battery_2029_11 | 94.9% | 1 | 29.2224 | 29.2224 | ok | new_resolve | 0 | 1 | New_Li_Battery_D.19-11-016 Resource 2_Resource 2. 75 MW, 300 MWh battery. | 0 | 0 | 1 | 1 | 1 | 1 | 1 | 1 | 1 | 1
SDGE | New_Li_Battery | D.19-11-016 Resource 2 | 2029 | 12 | 0 |  | 0.41055 | review | 4 | Resource 2. 75 MW, 300 MWh battery. | 75 | CAISO_Battery | 0 | battery | battery_2029_12 | 94.9% | 1 | 29.2224 | 29.2224 | ok | new_resolve | 0 | 1 | New_Li_Battery_D.19-11-016 Resource 2_Resource 2. 75 MW, 300 MWh battery. | 0 | 0 | 1 | 1 | 1 | 1 | 1 | 1 | 1 | 1
SDGE | New_Li_Battery | D.19-11-016 Resource 2 | 2030 | 1 | 0 |  | 0.41055 | review | 4 | Resource 2. 75 MW, 300 MWh battery. | 75 | CAISO_Battery | 0 | battery | battery_2030_1 | 93.21% | 1 | 28.6993 | 28.6993 | ok | new_resolve | 0 | 1 | New_Li_Battery_D.19-11-016 Resource 2_Resource 2. 75 MW, 300 MWh battery. | 0 | 0 | 1 | 1 | 1 | 1 | 1 | 1 | 1 | 1
SDGE | New_Li_Battery | D.19-11-016 Resource 2 | 2030 | 2 | 0 |  | 0.41055 | review | 4 | Resource 2. 75 MW, 300 MWh battery. | 75 | CAISO_Battery | 0 | battery | battery_2030_2 | 93.21% | 1 | 28.6993 | 28.6993 | ok | new_resolve | 0 | 1 | New_Li_Battery_D.19-11-016 Resource 2_Resource 2. 75 MW, 300 MWh battery. | 0 | 0 | 1 | 1 | 1 | 1 | 1 | 1 | 1 | 1
SDGE | New_Li_Battery | D.19-11-016 Resource 2 | 2030 | 3 | 0 |  | 0.41055 | review | 4 | Resource 2. 75 MW, 300 MWh battery. | 75 | CAISO_Battery | 0 | battery | battery_2030_3 | 93.21% | 1 | 28.6993 | 28.6993 | ok | new_resolve | 0 | 1 | New_Li_Battery_D.19-11-016 Resource 2_Resource 2. 75 MW, 300 MWh battery. | 0 | 0 | 1 | 1 | 1 | 1 | 1 | 1 | 1 | 1
SDGE | New_Li_Battery | D.19-11-016 Resource 2 | 2030 | 4 | 0 |  | 0.41055 | review | 4 | Resource 2. 75 MW, 300 MWh battery. | 75 | CAISO_Battery | 0 | battery | battery_2030_4 | 93.21% | 1 | 28.6993 | 28.6993 | ok | new_resolve | 0 | 1 | New_Li_Battery_D.19-11-016 Resource 2_Resource 2. 75 MW, 300 MWh battery. | 0 | 0 | 1 | 1 | 1 | 1 | 1 | 1 | 1 | 1
SDGE | New_Li_Battery | D.19-11-016 Resource 2 | 2030 | 5 | 0 |  | 0.41055 | review | 4 | Resource 2. 75 MW, 300 MWh battery. | 75 | CAISO_Battery | 0 | battery | battery_2030_5 | 93.21% | 1 | 28.6993 | 28.6993 | ok | new_resolve | 0 | 1 | New_Li_Battery_D.19-11-016 Resource 2_Resource 2. 75 MW, 300 MWh battery. | 0 | 0 | 1 | 1 | 1 | 1 | 1 | 1 | 1 | 1
SDGE | New_Li_Battery | D.19-11-016 Resource 2 | 2030 | 6 | 0 |  | 0.41055 | review | 4 | Resource 2. 75 MW, 300 MWh battery. | 75 | CAISO_Battery | 0 | battery | battery_2030_6 | 93.21% | 1 | 28.6993 | 28.6993 | ok | new_resolve | 0 | 1 | New_Li_Battery_D.19-11-016 Resource 2_Resource 2. 75 MW, 300 MWh battery. | 0 | 0 | 1 | 1 | 1 | 1 | 1 | 1 | 1 | 1
SDGE | New_Li_Battery | D.19-11-016 Resource 2 | 2030 | 7 | 0 |  | 0.41055 | review | 4 | Resource 2. 75 MW, 300 MWh battery. | 75 | CAISO_Battery | 0 | battery | battery_2030_7 | 93.21% | 1 | 28.6993 | 28.6993 | ok | new_resolve | 0 | 1 | New_Li_Battery_D.19-11-016 Resource 2_Resource 2. 75 MW, 300 MWh battery. | 0 | 0 | 1 | 1 | 1 | 1 | 1 | 1 | 1 | 1
SDGE | New_Li_Battery | D.19-11-016 Resource 2 | 2030 | 8 | 0 |  | 0.41055 | review | 4 | Resource 2. 75 MW, 300 MWh battery. | 75 | CAISO_Battery | 0 | battery | battery_2030_8 | 93.21% | 1 | 28.6993 | 28.6993 | ok | new_resolve | 0 | 1 | New_Li_Battery_D.19-11-016 Resource 2_Resource 2. 75 MW, 300 MWh battery. | 0 | 0 | 1 | 1 | 1 | 1 | 1 | 1 | 1 | 1
SDGE | New_Li_Battery | D.19-11-016 Resource 2 | 2030 | 9 | 0 |  | 0.41055 | review | 4 | Resource 2. 75 MW, 300 MWh battery. | 75 | CAISO_Battery | 0 | battery | battery_2030_9 | 93.21% | 1 | 28.6993 | 28.6993 | ok | new_resolve | 0 | 1 | New_Li_Battery_D.19-11-016 Resource 2_Resource 2. 75 MW, 300 MWh battery. | 0 | 0 | 1 | 1 | 1 | 1 | 1 | 1 | 1 | 1
SDGE | New_Li_Battery | D.19-11-016 Resource 2 | 2030 | 10 | 0 |  | 0.41055 | review | 4 | Resource 2. 75 MW, 300 MWh battery. | 75 | CAISO_Battery | 0 | battery | battery_2030_10 | 93.21% | 1 | 28.6993 | 28.6993 | ok | new_resolve | 0 | 1 | New_Li_Battery_D.19-11-016 Resource 2_Resource 2. 75 MW, 300 MWh battery. | 0 | 0 | 1 | 1 | 1 | 1 | 1 | 1 | 1 | 1
SDGE | New_Li_Battery | D.19-11-016 Resource 2 | 2030 | 11 | 0 |  | 0.41055 | review | 4 | Resource 2. 75 MW, 300 MWh battery. | 75 | CAISO_Battery | 0 | battery | battery_2030_11 | 93.21% | 1 | 28.6993 | 28.6993 | ok | new_resolve | 0 | 1 | New_Li_Battery_D.19-11-016 Resource 2_Resource 2. 75 MW, 300 MWh battery. | 0 | 0 | 1 | 1 | 1 | 1 | 1 | 1 | 1 | 1
SDGE | New_Li_Battery | D.19-11-016 Resource 2 | 2030 | 12 | 0 |  | 0.41055 | review | 4 | Resource 2. 75 MW, 300 MWh battery. | 75 | CAISO_Battery | 0 | battery | battery_2030_12 | 93.21% | 1 | 28.6993 | 28.6993 | ok | new_resolve | 0 | 1 | New_Li_Battery_D.19-11-016 Resource 2_Resource 2. 75 MW, 300 MWh battery. | 0 | 0 | 1 | 1 | 1 | 1 | 1 | 1 | 1 | 1
SDGE | New_Li_Battery | D.19-11-016 Resource 3 | 2022 | 8 | 0 |  | 0.41055 | review | 4 | Resource 3. 20 MW, 80 MWh battery. | 20 | CAISO_Battery | 0 | battery | battery_2022_8 | 100% | 1 | 8.2111 | 8.2111 | ok | new_resolve | 0 | 1 | New_Li_Battery_D.19-11-016 Resource 3_Resource 3. 20 MW, 80 MWh battery. | 1 | 19 | 1 | 1 | 1 | 1 | 1 | 1 | 1 | 1
SDGE | New_Li_Battery | D.19-11-016 Resource 3 | 2022 | 9 | 0 |  | 0.41055 | review | 4 | Resource 3. 20 MW, 80 MWh battery. | 20 | CAISO_Battery | 0 | battery | battery_2022_9 | 100% | 1 | 8.2111 | 8.2111 | ok | new_resolve | 0 | 1 | New_Li_Battery_D.19-11-016 Resource 3_Resource 3. 20 MW, 80 MWh battery. | 0 | 0 | 1 | 1 | 1 | 1 | 1 | 1 | 1 | 1
SDGE | New_Li_Battery | D.19-11-016 Resource 3 | 2022 | 10 | 0 |  | 0.41055 | review | 4 | Resource 3. 20 MW, 80 MWh battery. | 20 | CAISO_Battery | 0 | battery | battery_2022_10 | 100% | 1 | 8.2111 | 8.2111 | ok | new_resolve | 0 | 1 | New_Li_Battery_D.19-11-016 Resource 3_Resource 3. 20 MW, 80 MWh battery. | 0 | 0 | 1 | 1 | 1 | 1 | 1 | 1 | 1 | 1
SDGE | New_Li_Battery | D.19-11-016 Resource 3 | 2022 | 11 | 0 |  | 0.41055 | review | 4 | Resource 3. 20 MW, 80 MWh battery. | 20 | CAISO_Battery | 0 | battery | battery_2022_11 | 100% | 1 | 8.2111 | 8.2111 | ok | new_resolve | 0 | 1 | New_Li_Battery_D.19-11-016 Resource 3_Resource 3. 20 MW, 80 MWh battery. | 0 | 0 | 1 | 1 | 1 | 1 | 1 | 1 | 1 | 1
SDGE | New_Li_Battery | D.19-11-016 Resource 3 | 2022 | 12 | 0 |  | 0.41055 | review | 4 | Resource 3. 20 MW, 80 MWh battery. | 20 | CAISO_Battery | 0 | battery | battery_2022_12 | 100% | 1 | 8.2111 | 8.2111 | ok | new_resolve | 0 | 1 | New_Li_Battery_D.19-11-016 Resource 3_Resource 3. 20 MW, 80 MWh battery. | 0 | 0 | 1 | 1 | 1 | 1 | 1 | 1 | 1 | 1
SDGE | New_Li_Battery | D.19-11-016 Resource 3 | 2023 | 1 | 0 |  | 0.41055 | review | 4 | Resource 3. 20 MW, 80 MWh battery. | 20 | CAISO_Battery | 0 | battery | battery_2023_1 | 100% | 1 | 8.2111 | 8.2111 | ok | new_resolve | 0 | 1 | New_Li_Battery_D.19-11-016 Resource 3_Resource 3. 20 MW, 80 MWh battery. | 0 | 0 | 1 | 1 | 1 | 1 | 1 | 1 | 1 | 1
SDGE | New_Li_Battery | D.19-11-016 Resource 3 | 2023 | 2 | 0 |  | 0.41055 | review | 4 | Resource 3. 20 MW, 80 MWh battery. | 20 | CAISO_Battery | 0 | battery | battery_2023_2 | 100% | 1 | 8.2111 | 8.2111 | ok | new_resolve | 0 | 1 | New_Li_Battery_D.19-11-016 Resource 3_Resource 3. 20 MW, 80 MWh battery. | 0 | 0 | 1 | 1 | 1 | 1 | 1 | 1 | 1 | 1
SDGE | New_Li_Battery | D.19-11-016 Resource 3 | 2023 | 3 | 0 |  | 0.41055 | review | 4 | Resource 3. 20 MW, 80 MWh battery. | 20 | CAISO_Battery | 0 | battery | battery_2023_3 | 100% | 1 | 8.2111 | 8.2111 | ok | new_resolve | 0 | 1 | New_Li_Battery_D.19-11-016 Resource 3_Resource 3. 20 MW, 80 MWh battery. | 0 | 0 | 1 | 1 | 1 | 1 | 1 | 1 | 1 | 1
SDGE | New_Li_Battery | D.19-11-016 Resource 3 | 2023 | 4 | 0 |  | 0.41055 | review | 4 | Resource 3. 20 MW, 80 MWh battery. | 20 | CAISO_Battery | 0 | battery | battery_2023_4 | 100% | 1 | 8.2111 | 8.2111 | ok | new_resolve | 0 | 1 | New_Li_Battery_D.19-11-016 Resource 3_Resource 3. 20 MW, 80 MWh battery. | 0 | 0 | 1 | 1 | 1 | 1 | 1 | 1 | 1 | 1
SDGE | New_Li_Battery | D.19-11-016 Resource 3 | 2023 | 5 | 0 |  | 0.41055 | review | 4 | Resource 3. 20 MW, 80 MWh battery. | 20 | CAISO_Battery | 0 | battery | battery_2023_5 | 100% | 1 | 8.2111 | 8.2111 | ok | new_resolve | 0 | 1 | New_Li_Battery_D.19-11-016 Resource 3_Resource 3. 20 MW, 80 MWh battery. | 0 | 0 | 1 | 1 | 1 | 1 | 1 | 1 | 1 | 1
SDGE | New_Li_Battery | D.19-11-016 Resource 3 | 2023 | 6 | 0 |  | 0.41055 | review | 4 | Resource 3. 20 MW, 80 MWh battery. | 20 | CAISO_Battery | 0 | battery | battery_2023_6 | 100% | 1 | 8.2111 | 8.2111 | ok | new_resolve | 0 | 1 | New_Li_Battery_D.19-11-016 Resource 3_Resource 3. 20 MW, 80 MWh battery. | 0 | 0 | 1 | 1 | 1 | 1 | 1 | 1 | 1 | 1
SDGE | New_Li_Battery | D.19-11-016 Resource 3 | 2023 | 7 | 0 |  | 0.41055 | review | 4 | Resource 3. 20 MW, 80 MWh battery. | 20 | CAISO_Battery | 0 | battery | battery_2023_7 | 100% | 1 | 8.2111 | 8.2111 | ok | new_resolve | 0 | 1 | New_Li_Battery_D.19-11-016 Resource 3_Resource 3. 20 MW, 80 MWh battery. | 0 | 0 | 1 | 1 | 1 | 1 | 1 | 1 | 1 | 1
SDGE | New_Li_Battery | D.19-11-016 Resource 3 | 2023 | 8 | 0 |  | 0.41055 | review | 4 | Resource 3. 20 MW, 80 MWh battery. | 20 | CAISO_Battery | 0 | battery | battery_2023_8 | 100% | 1 | 8.2111 | 8.2111 | ok | new_resolve | 0 | 1 | New_Li_Battery_D.19-11-016 Resource 3_Resource 3. 20 MW, 80 MWh battery. | 0 | 0 | 1 | 1 | 1 | 1 | 1 | 1 | 1 | 1
SDGE | New_Li_Battery | D.19-11-016 Resource 3 | 2023 | 9 | 0 |  | 0.41055 | review | 4 | Resource 3. 20 MW, 80 MWh battery. | 20 | CAISO_Battery | 0 | battery | battery_2023_9 | 100% | 1 | 8.2111 | 8.2111 | ok | new_resolve | 0 | 1 | New_Li_Battery_D.19-11-016 Resource 3_Resource 3. 20 MW, 80 MWh battery. | 0 | 0 | 1 | 1 | 1 | 1 | 1 | 1 | 1 | 1
SDGE | New_Li_Battery | D.19-11-016 Resource 3 | 2023 | 10 | 0 |  | 0.41055 | review | 4 | Resource 3. 20 MW, 80 MWh battery. | 20 | CAISO_Battery | 0 | battery | battery_2023_10 | 100% | 1 | 8.2111 | 8.2111 | ok | new_resolve | 0 | 1 | New_Li_Battery_D.19-11-016 Resource 3_Resource 3. 20 MW, 80 MWh battery. | 0 | 0 | 1 | 1 | 1 | 1 | 1 | 1 | 1 | 1
SDGE | New_Li_Battery | D.19-11-016 Resource 3 | 2023 | 11 | 0 |  | 0.41055 | review | 4 | Resource 3. 20 MW, 80 MWh battery. | 20 | CAISO_Battery | 0 | battery | battery_2023_11 | 100% | 1 | 8.2111 | 8.2111 | ok | new_resolve | 0 | 1 | New_Li_Battery_D.19-11-016 Resource 3_Resource 3. 20 MW, 80 MWh battery. | 0 | 0 | 1 | 1 | 1 | 1 | 1 | 1 | 1 | 1
SDGE | New_Li_Battery | D.19-11-016 Resource 3 | 2023 | 12 | 0 |  | 0.41055 | review | 4 | Resource 3. 20 MW, 80 MWh battery. | 20 | CAISO_Battery | 0 | battery | battery_2023_12 | 100% | 1 | 8.2111 | 8.2111 | ok | new_resolve | 0 | 1 | New_Li_Battery_D.19-11-016 Resource 3_Resource 3. 20 MW, 80 MWh battery. | 0 | 0 | 1 | 1 | 1 | 1 | 1 | 1 | 1 | 1
SDGE | New_Li_Battery | D.19-11-016 Resource 3 | 2024 | 1 | 0 |  | 0.41055 | review | 4 | Resource 3. 20 MW, 80 MWh battery. | 20 | CAISO_Battery | 0 | battery | battery_2024_1 | 100% | 1 | 8.2111 | 8.2111 | ok | new_resolve | 0 | 1 | New_Li_Battery_D.19-11-016 Resource 3_Resource 3. 20 MW, 80 MWh battery. | 0 | 0 | 1 | 1 | 1 | 1 | 1 | 1 | 1 | 1
SDGE | New_Li_Battery | D.19-11-016 Resource 3 | 2024 | 2 | 0 |  | 0.41055 | review | 4 | Resource 3. 20 MW, 80 MWh battery. | 20 | CAISO_Battery | 0 | battery | battery_2024_2 | 100% | 1 | 8.2111 | 8.2111 | ok | new_resolve | 0 | 1 | New_Li_Battery_D.19-11-016 Resource 3_Resource 3. 20 MW, 80 MWh battery. | 0 | 0 | 1 | 1 | 1 | 1 | 1 | 1 | 1 | 1
SDGE | New_Li_Battery | D.19-11-016 Resource 3 | 2024 | 3 | 0 |  | 0.41055 | review | 4 | Resource 3. 20 MW, 80 MWh battery. | 20 | CAISO_Battery | 0 | battery | battery_2024_3 | 100% | 1 | 8.2111 | 8.2111 | ok | new_resolve | 0 | 1 | New_Li_Battery_D.19-11-016 Resource 3_Resource 3. 20 MW, 80 MWh battery. | 0 | 0 | 1 | 1 | 1 | 1 | 1 | 1 | 1 | 1
SDGE | New_Li_Battery | D.19-11-016 Resource 3 | 2024 | 4 | 0 |  | 0.41055 | review | 4 | Resource 3. 20 MW, 80 MWh battery. | 20 | CAISO_Battery | 0 | battery | battery_2024_4 | 100% | 1 | 8.2111 | 8.2111 | ok | new_resolve | 0 | 1 | New_Li_Battery_D.19-11-016 Resource 3_Resource 3. 20 MW, 80 MWh battery. | 0 | 0 | 1 | 1 | 1 | 1 | 1 | 1 | 1 | 1
SDGE | New_Li_Battery | D.19-11-016 Resource 3 | 2024 | 5 | 0 |  | 0.41055 | review | 4 | Resource 3. 20 MW, 80 MWh battery. | 20 | CAISO_Battery | 0 | battery | battery_2024_5 | 100% | 1 | 8.2111 | 8.2111 | ok | new_resolve | 0 | 1 | New_Li_Battery_D.19-11-016 Resource 3_Resource 3. 20 MW, 80 MWh battery. | 0 | 0 | 1 | 1 | 1 | 1 | 1 | 1 | 1 | 1
SDGE | New_Li_Battery | D.19-11-016 Resource 3 | 2024 | 6 | 0 |  | 0.41055 | review | 4 | Resource 3. 20 MW, 80 MWh battery. | 20 | CAISO_Battery | 0 | battery | battery_2024_6 | 100% | 1 | 8.2111 | 8.2111 | ok | new_resolve | 0 | 1 | New_Li_Battery_D.19-11-016 Resource 3_Resource 3. 20 MW, 80 MWh battery. | 0 | 0 | 1 | 1 | 1 | 1 | 1 | 1 | 1 | 1
SDGE | New_Li_Battery | D.19-11-016 Resource 3 | 2024 | 7 | 0 |  | 0.41055 | review | 4 | Resource 3. 20 MW, 80 MWh battery. | 20 | CAISO_Battery | 0 | battery | battery_2024_7 | 100% | 1 | 8.2111 | 8.2111 | ok | new_resolve | 0 | 1 | New_Li_Battery_D.19-11-016 Resource 3_Resource 3. 20 MW, 80 MWh battery. | 0 | 0 | 1 | 1 | 1 | 1 | 1 | 1 | 1 | 1
SDGE | New_Li_Battery | D.19-11-016 Resource 3 | 2024 | 8 | 0 |  | 0.41055 | review | 4 | Resource 3. 20 MW, 80 MWh battery. | 20 | CAISO_Battery | 0 | battery | battery_2024_8 | 100% | 1 | 8.2111 | 8.2111 | ok | new_resolve | 0 | 1 | New_Li_Battery_D.19-11-016 Resource 3_Resource 3. 20 MW, 80 MWh battery. | 0 | 0 | 1 | 1 | 1 | 1 | 1 | 1 | 1 | 1
SDGE | New_Li_Battery | D.19-11-016 Resource 3 | 2024 | 9 | 0 |  | 0.41055 | review | 4 | Resource 3. 20 MW, 80 MWh battery. | 20 | CAISO_Battery | 0 | battery | battery_2024_9 | 100% | 1 | 8.2111 | 8.2111 | ok | new_resolve | 0 | 1 | New_Li_Battery_D.19-11-016 Resource 3_Resource 3. 20 MW, 80 MWh battery. | 0 | 0 | 1 | 1 | 1 | 1 | 1 | 1 | 1 | 1
SDGE | New_Li_Battery | D.19-11-016 Resource 3 | 2024 | 10 | 0 |  | 0.41055 | review | 4 | Resource 3. 20 MW, 80 MWh battery. | 20 | CAISO_Battery | 0 | battery | battery_2024_10 | 100% | 1 | 8.2111 | 8.2111 | ok | new_resolve | 0 | 1 | New_Li_Battery_D.19-11-016 Resource 3_Resource 3. 20 MW, 80 MWh battery. | 0 | 0 | 1 | 1 | 1 | 1 | 1 | 1 | 1 | 1
SDGE | New_Li_Battery | D.19-11-016 Resource 3 | 2024 | 11 | 0 |  | 0.41055 | review | 4 | Resource 3. 20 MW, 80 MWh battery. | 20 | CAISO_Battery | 0 | battery | battery_2024_11 | 100% | 1 | 8.2111 | 8.2111 | ok | new_resolve | 0 | 1 | New_Li_Battery_D.19-11-016 Resource 3_Resource 3. 20 MW, 80 MWh battery. | 0 | 0 | 1 | 1 | 1 | 1 | 1 | 1 | 1 | 1
SDGE | New_Li_Battery | D.19-11-016 Resource 3 | 2024 | 12 | 0 |  | 0.41055 | review | 4 | Resource 3. 20 MW, 80 MWh battery. | 20 | CAISO_Battery | 0 | battery | battery_2024_12 | 100% | 1 | 8.2111 | 8.2111 | ok | new_resolve | 0 | 1 | New_Li_Battery_D.19-11-016 Resource 3_Resource 3. 20 MW, 80 MWh battery. | 0 | 0 | 1 | 1 | 1 | 1 | 1 | 1 | 1 | 1
SDGE | New_Li_Battery | D.19-11-016 Resource 3 | 2025 | 1 | 0 |  | 0.41055 | review | 4 | Resource 3. 20 MW, 80 MWh battery. | 20 | CAISO_Battery | 0 | battery | battery_2025_1 | 100% | 1 | 8.2111 | 8.2111 | ok | new_resolve | 0 | 1 | New_Li_Battery_D.19-11-016 Resource 3_Resource 3. 20 MW, 80 MWh battery. | 0 | 0 | 1 | 1 | 1 | 1 | 1 | 1 | 1 | 1
SDGE | New_Li_Battery | D.19-11-016 Resource 3 | 2025 | 2 | 0 |  | 0.41055 | review | 4 | Resource 3. 20 MW, 80 MWh battery. | 20 | CAISO_Battery | 0 | battery | battery_2025_2 | 100% | 1 | 8.2111 | 8.2111 | ok | new_resolve | 0 | 1 | New_Li_Battery_D.19-11-016 Resource 3_Resource 3. 20 MW, 80 MWh battery. | 0 | 0 | 1 | 1 | 1 | 1 | 1 | 1 | 1 | 1
SDGE | New_Li_Battery | D.19-11-016 Resource 3 | 2025 | 3 | 0 |  | 0.41055 | review | 4 | Resource 3. 20 MW, 80 MWh battery. | 20 | CAISO_Battery | 0 | battery | battery_2025_3 | 100% | 1 | 8.2111 | 8.2111 | ok | new_resolve | 0 | 1 | New_Li_Battery_D.19-11-016 Resource 3_Resource 3. 20 MW, 80 MWh battery. | 0 | 0 | 1 | 1 | 1 | 1 | 1 | 1 | 1 | 1
SDGE | New_Li_Battery | D.19-11-016 Resource 3 | 2025 | 4 | 0 |  | 0.41055 | review | 4 | Resource 3. 20 MW, 80 MWh battery. | 20 | CAISO_Battery | 0 | battery | battery_2025_4 | 100% | 1 | 8.2111 | 8.2111 | ok | new_resolve | 0 | 1 | New_Li_Battery_D.19-11-016 Resource 3_Resource 3. 20 MW, 80 MWh battery. | 0 | 0 | 1 | 1 | 1 | 1 | 1 | 1 | 1 | 1
SDGE | New_Li_Battery | D.19-11-016 Resource 3 | 2025 | 5 | 0 |  | 0.41055 | review | 4 | Resource 3. 20 MW, 80 MWh battery. | 20 | CAISO_Battery | 0 | battery | battery_2025_5 | 100% | 1 | 8.2111 | 8.2111 | ok | new_resolve | 0 | 1 | New_Li_Battery_D.19-11-016 Resource 3_Resource 3. 20 MW, 80 MWh battery. | 0 | 0 | 1 | 1 | 1 | 1 | 1 | 1 | 1 | 1
SDGE | New_Li_Battery | D.19-11-016 Resource 3 | 2025 | 6 | 0 |  | 0.41055 | review | 4 | Resource 3. 20 MW, 80 MWh battery. | 20 | CAISO_Battery | 0 | battery | battery_2025_6 | 100% | 1 | 8.2111 | 8.2111 | ok | new_resolve | 0 | 1 | New_Li_Battery_D.19-11-016 Resource 3_Resource 3. 20 MW, 80 MWh battery. | 0 | 0 | 1 | 1 | 1 | 1 | 1 | 1 | 1 | 1
SDGE | New_Li_Battery | D.19-11-016 Resource 3 | 2025 | 7 | 0 |  | 0.41055 | review | 4 | Resource 3. 20 MW, 80 MWh battery. | 20 | CAISO_Battery | 0 | battery | battery_2025_7 | 100% | 1 | 8.2111 | 8.2111 | ok | new_resolve | 0 | 1 | New_Li_Battery_D.19-11-016 Resource 3_Resource 3. 20 MW, 80 MWh battery. | 0 | 0 | 1 | 1 | 1 | 1 | 1 | 1 | 1 | 1
SDGE | New_Li_Battery | D.19-11-016 Resource 3 | 2025 | 8 | 0 |  | 0.41055 | review | 4 | Resource 3. 20 MW, 80 MWh battery. | 20 | CAISO_Battery | 0 | battery | battery_2025_8 | 100% | 1 | 8.2111 | 8.2111 | ok | new_resolve | 0 | 1 | New_Li_Battery_D.19-11-016 Resource 3_Resource 3. 20 MW, 80 MWh battery. | 0 | 0 | 1 | 1 | 1 | 1 | 1 | 1 | 1 | 1
SDGE | New_Li_Battery | D.19-11-016 Resource 3 | 2025 | 9 | 0 |  | 0.41055 | review | 4 | Resource 3. 20 MW, 80 MWh battery. | 20 | CAISO_Battery | 0 | battery | battery_2025_9 | 100% | 1 | 8.2111 | 8.2111 | ok | new_resolve | 0 | 1 | New_Li_Battery_D.19-11-016 Resource 3_Resource 3. 20 MW, 80 MWh battery. | 0 | 0 | 1 | 1 | 1 | 1 | 1 | 1 | 1 | 1
SDGE | New_Li_Battery | D.19-11-016 Resource 3 | 2025 | 10 | 0 |  | 0.41055 | review | 4 | Resource 3. 20 MW, 80 MWh battery. | 20 | CAISO_Battery | 0 | battery | battery_2025_10 | 100% | 1 | 8.2111 | 8.2111 | ok | new_resolve | 0 | 1 | New_Li_Battery_D.19-11-016 Resource 3_Resource 3. 20 MW, 80 MWh battery. | 0 | 0 | 1 | 1 | 1 | 1 | 1 | 1 | 1 | 1
SDGE | New_Li_Battery | D.19-11-016 Resource 3 | 2025 | 11 | 0 |  | 0.41055 | review | 4 | Resource 3. 20 MW, 80 MWh battery. | 20 | CAISO_Battery | 0 | battery | battery_2025_11 | 100% | 1 | 8.2111 | 8.2111 | ok | new_resolve | 0 | 1 | New_Li_Battery_D.19-11-016 Resource 3_Resource 3. 20 MW, 80 MWh battery. | 0 | 0 | 1 | 1 | 1 | 1 | 1 | 1 | 1 | 1
SDGE | New_Li_Battery | D.19-11-016 Resource 3 | 2025 | 12 | 0 |  | 0.41055 | review | 4 | Resource 3. 20 MW, 80 MWh battery. | 20 | CAISO_Battery | 0 | battery | battery_2025_12 | 100% | 1 | 8.2111 | 8.2111 | ok | new_resolve | 0 | 1 | New_Li_Battery_D.19-11-016 Resource 3_Resource 3. 20 MW, 80 MWh battery. | 0 | 0 | 1 | 1 | 1 | 1 | 1 | 1 | 1 | 1
SDGE | New_Li_Battery | D.19-11-016 Resource 3 | 2026 | 1 | 0 |  | 0.41055 | review | 4 | Resource 3. 20 MW, 80 MWh battery. | 20 | CAISO_Battery | 0 | battery | battery_2026_1 | 100% | 1 | 8.2111 | 8.2111 | ok | new_resolve | 0 | 1 | New_Li_Battery_D.19-11-016 Resource 3_Resource 3. 20 MW, 80 MWh battery. | 0 | 0 | 1 | 1 | 1 | 1 | 1 | 1 | 1 | 1
SDGE | New_Li_Battery | D.19-11-016 Resource 3 | 2026 | 2 | 0 |  | 0.41055 | review | 4 | Resource 3. 20 MW, 80 MWh battery. | 20 | CAISO_Battery | 0 | battery | battery_2026_2 | 100% | 1 | 8.2111 | 8.2111 | ok | new_resolve | 0 | 1 | New_Li_Battery_D.19-11-016 Resource 3_Resource 3. 20 MW, 80 MWh battery. | 0 | 0 | 1 | 1 | 1 | 1 | 1 | 1 | 1 | 1
SDGE | New_Li_Battery | D.19-11-016 Resource 3 | 2026 | 3 | 0 |  | 0.41055 | review | 4 | Resource 3. 20 MW, 80 MWh battery. | 20 | CAISO_Battery | 0 | battery | battery_2026_3 | 100% | 1 | 8.2111 | 8.2111 | ok | new_resolve | 0 | 1 | New_Li_Battery_D.19-11-016 Resource 3_Resource 3. 20 MW, 80 MWh battery. | 0 | 0 | 1 | 1 | 1 | 1 | 1 | 1 | 1 | 1
SDGE | New_Li_Battery | D.19-11-016 Resource 3 | 2026 | 4 | 0 |  | 0.41055 | review | 4 | Resource 3. 20 MW, 80 MWh battery. | 20 | CAISO_Battery | 0 | battery | battery_2026_4 | 100% | 1 | 8.2111 | 8.2111 | ok | new_resolve | 0 | 1 | New_Li_Battery_D.19-11-016 Resource 3_Resource 3. 20 MW, 80 MWh battery. | 0 | 0 | 1 | 1 | 1 | 1 | 1 | 1 | 1 | 1
SDGE | New_Li_Battery | D.19-11-016 Resource 3 | 2026 | 5 | 0 |  | 0.41055 | review | 4 | Resource 3. 20 MW, 80 MWh battery. | 20 | CAISO_Battery | 0 | battery | battery_2026_5 | 100% | 1 | 8.2111 | 8.2111 | ok | new_resolve | 0 | 1 | New_Li_Battery_D.19-11-016 Resource 3_Resource 3. 20 MW, 80 MWh battery. | 0 | 0 | 1 | 1 | 1 | 1 | 1 | 1 | 1 | 1
SDGE | New_Li_Battery | D.19-11-016 Resource 3 | 2026 | 6 | 0 |  | 0.41055 | review | 4 | Resource 3. 20 MW, 80 MWh battery. | 20 | CAISO_Battery | 0 | battery | battery_2026_6 | 100% | 1 | 8.2111 | 8.2111 | ok | new_resolve | 0 | 1 | New_Li_Battery_D.19-11-016 Resource 3_Resource 3. 20 MW, 80 MWh battery. | 0 | 0 | 1 | 1 | 1 | 1 | 1 | 1 | 1 | 1
SDGE | New_Li_Battery | D.19-11-016 Resource 3 | 2026 | 7 | 0 |  | 0.41055 | review | 4 | Resource 3. 20 MW, 80 MWh battery. | 20 | CAISO_Battery | 0 | battery | battery_2026_7 | 100% | 1 | 8.2111 | 8.2111 | ok | new_resolve | 0 | 1 | New_Li_Battery_D.19-11-016 Resource 3_Resource 3. 20 MW, 80 MWh battery. | 0 | 0 | 1 | 1 | 1 | 1 | 1 | 1 | 1 | 1
SDGE | New_Li_Battery | D.19-11-016 Resource 3 | 2026 | 8 | 0 |  | 0.41055 | review | 4 | Resource 3. 20 MW, 80 MWh battery. | 20 | CAISO_Battery | 0 | battery | battery_2026_8 | 100% | 1 | 8.2111 | 8.2111 | ok | new_resolve | 0 | 1 | New_Li_Battery_D.19-11-016 Resource 3_Resource 3. 20 MW, 80 MWh battery. | 0 | 0 | 1 | 1 | 1 | 1 | 1 | 1 | 1 | 1
SDGE | New_Li_Battery | D.19-11-016 Resource 3 | 2026 | 9 | 0 |  | 0.41055 | review | 4 | Resource 3. 20 MW, 80 MWh battery. | 20 | CAISO_Battery | 0 | battery | battery_2026_9 | 100% | 1 | 8.2111 | 8.2111 | ok | new_resolve | 0 | 1 | New_Li_Battery_D.19-11-016 Resource 3_Resource 3. 20 MW, 80 MWh battery. | 0 | 0 | 1 | 1 | 1 | 1 | 1 | 1 | 1 | 1
SDGE | New_Li_Battery | D.19-11-016 Resource 3 | 2026 | 10 | 0 |  | 0.41055 | review | 4 | Resource 3. 20 MW, 80 MWh battery. | 20 | CAISO_Battery | 0 | battery | battery_2026_10 | 100% | 1 | 8.2111 | 8.2111 | ok | new_resolve | 0 | 1 | New_Li_Battery_D.19-11-016 Resource 3_Resource 3. 20 MW, 80 MWh battery. | 0 | 0 | 1 | 1 | 1 | 1 | 1 | 1 | 1 | 1
SDGE | New_Li_Battery | D.19-11-016 Resource 3 | 2026 | 11 | 0 |  | 0.41055 | review | 4 | Resource 3. 20 MW, 80 MWh battery. | 20 | CAISO_Battery | 0 | battery | battery_2026_11 | 100% | 1 | 8.2111 | 8.2111 | ok | new_resolve | 0 | 1 | New_Li_Battery_D.19-11-016 Resource 3_Resource 3. 20 MW, 80 MWh battery. | 0 | 0 | 1 | 1 | 1 | 1 | 1 | 1 | 1 | 1
SDGE | New_Li_Battery | D.19-11-016 Resource 3 | 2026 | 12 | 0 |  | 0.41055 | review | 4 | Resource 3. 20 MW, 80 MWh battery. | 20 | CAISO_Battery | 0 | battery | battery_2026_12 | 100% | 1 | 8.2111 | 8.2111 | ok | new_resolve | 0 | 1 | New_Li_Battery_D.19-11-016 Resource 3_Resource 3. 20 MW, 80 MWh battery. | 0 | 0 | 1 | 1 | 1 | 1 | 1 | 1 | 1 | 1
SDGE | New_Li_Battery | D.19-11-016 Resource 3 | 2027 | 1 | 0 |  | 0.41055 | review | 4 | Resource 3. 20 MW, 80 MWh battery. | 20 | CAISO_Battery | 0 | battery | battery_2027_1 | 98.3% | 1 | 8.0716 | 8.0716 | ok | new_resolve | 0 | 1 | New_Li_Battery_D.19-11-016 Resource 3_Resource 3. 20 MW, 80 MWh battery. | 0 | 0 | 1 | 1 | 1 | 1 | 1 | 1 | 1 | 1
SDGE | New_Li_Battery | D.19-11-016 Resource 3 | 2027 | 2 | 0 |  | 0.41055 | review | 4 | Resource 3. 20 MW, 80 MWh battery. | 20 | CAISO_Battery | 0 | battery | battery_2027_2 | 98.3% | 1 | 8.0716 | 8.0716 | ok | new_resolve | 0 | 1 | New_Li_Battery_D.19-11-016 Resource 3_Resource 3. 20 MW, 80 MWh battery. | 0 | 0 | 1 | 1 | 1 | 1 | 1 | 1 | 1 | 1
SDGE | New_Li_Battery | D.19-11-016 Resource 3 | 2027 | 3 | 0 |  | 0.41055 | review | 4 | Resource 3. 20 MW, 80 MWh battery. | 20 | CAISO_Battery | 0 | battery | battery_2027_3 | 98.3% | 1 | 8.0716 | 8.0716 | ok | new_resolve | 0 | 1 | New_Li_Battery_D.19-11-016 Resource 3_Resource 3. 20 MW, 80 MWh battery. | 0 | 0 | 1 | 1 | 1 | 1 | 1 | 1 | 1 | 1
SDGE | New_Li_Battery | D.19-11-016 Resource 3 | 2027 | 4 | 0 |  | 0.41055 | review | 4 | Resource 3. 20 MW, 80 MWh battery. | 20 | CAISO_Battery | 0 | battery | battery_2027_4 | 98.3% | 1 | 8.0716 | 8.0716 | ok | new_resolve | 0 | 1 | New_Li_Battery_D.19-11-016 Resource 3_Resource 3. 20 MW, 80 MWh battery. | 0 | 0 | 1 | 1 | 1 | 1 | 1 | 1 | 1 | 1
SDGE | New_Li_Battery | D.19-11-016 Resource 3 | 2027 | 5 | 0 |  | 0.41055 | review | 4 | Resource 3. 20 MW, 80 MWh battery. | 20 | CAISO_Battery | 0 | battery | battery_2027_5 | 98.3% | 1 | 8.0716 | 8.0716 | ok | new_resolve | 0 | 1 | New_Li_Battery_D.19-11-016 Resource 3_Resource 3. 20 MW, 80 MWh battery. | 0 | 0 | 1 | 1 | 1 | 1 | 1 | 1 | 1 | 1
SDGE | New_Li_Battery | D.19-11-016 Resource 3 | 2027 | 6 | 0 |  | 0.41055 | review | 4 | Resource 3. 20 MW, 80 MWh battery. | 20 | CAISO_Battery | 0 | battery | battery_2027_6 | 98.3% | 1 | 8.0716 | 8.0716 | ok | new_resolve | 0 | 1 | New_Li_Battery_D.19-11-016 Resource 3_Resource 3. 20 MW, 80 MWh battery. | 0 | 0 | 1 | 1 | 1 | 1 | 1 | 1 | 1 | 1
SDGE | New_Li_Battery | D.19-11-016 Resource 3 | 2027 | 7 | 0 |  | 0.41055 | review | 4 | Resource 3. 20 MW, 80 MWh battery. | 20 | CAISO_Battery | 0 | battery | battery_2027_7 | 98.3% | 1 | 8.0716 | 8.0716 | ok | new_resolve | 0 | 1 | New_Li_Battery_D.19-11-016 Resource 3_Resource 3. 20 MW, 80 MWh battery. | 0 | 0 | 1 | 1 | 1 | 1 | 1 | 1 | 1 | 1
SDGE | New_Li_Battery | D.19-11-016 Resource 3 | 2027 | 8 | 0 |  | 0.41055 | review | 4 | Resource 3. 20 MW, 80 MWh battery. | 20 | CAISO_Battery | 0 | battery | battery_2027_8 | 98.3% | 1 | 8.0716 | 8.0716 | ok | new_resolve | 0 | 1 | New_Li_Battery_D.19-11-016 Resource 3_Resource 3. 20 MW, 80 MWh battery. | 0 | 0 | 1 | 1 | 1 | 1 | 1 | 1 | 1 | 1
SDGE | New_Li_Battery | D.19-11-016 Resource 3 | 2027 | 9 | 0 |  | 0.41055 | review | 4 | Resource 3. 20 MW, 80 MWh battery. | 20 | CAISO_Battery | 0 | battery | battery_2027_9 | 98.3% | 1 | 8.0716 | 8.0716 | ok | new_resolve | 0 | 1 | New_Li_Battery_D.19-11-016 Resource 3_Resource 3. 20 MW, 80 MWh battery. | 0 | 0 | 1 | 1 | 1 | 1 | 1 | 1 | 1 | 1
SDGE | New_Li_Battery | D.19-11-016 Resource 3 | 2027 | 10 | 0 |  | 0.41055 | review | 4 | Resource 3. 20 MW, 80 MWh battery. | 20 | CAISO_Battery | 0 | battery | battery_2027_10 | 98.3% | 1 | 8.0716 | 8.0716 | ok | new_resolve | 0 | 1 | New_Li_Battery_D.19-11-016 Resource 3_Resource 3. 20 MW, 80 MWh battery. | 0 | 0 | 1 | 1 | 1 | 1 | 1 | 1 | 1 | 1
SDGE | New_Li_Battery | D.19-11-016 Resource 3 | 2027 | 11 | 0 |  | 0.41055 | review | 4 | Resource 3. 20 MW, 80 MWh battery. | 20 | CAISO_Battery | 0 | battery | battery_2027_11 | 98.3% | 1 | 8.0716 | 8.0716 | ok | new_resolve | 0 | 1 | New_Li_Battery_D.19-11-016 Resource 3_Resource 3. 20 MW, 80 MWh battery. | 0 | 0 | 1 | 1 | 1 | 1 | 1 | 1 | 1 | 1
SDGE | New_Li_Battery | D.19-11-016 Resource 3 | 2027 | 12 | 0 |  | 0.41055 | review | 4 | Resource 3. 20 MW, 80 MWh battery. | 20 | CAISO_Battery | 0 | battery | battery_2027_12 | 98.3% | 1 | 8.0716 | 8.0716 | ok | new_resolve | 0 | 1 | New_Li_Battery_D.19-11-016 Resource 3_Resource 3. 20 MW, 80 MWh battery. | 0 | 0 | 1 | 1 | 1 | 1 | 1 | 1 | 1 | 1
SDGE | New_Li_Battery | D.19-11-016 Resource 3 | 2028 | 1 | 0 |  | 0.41055 | review | 4 | Resource 3. 20 MW, 80 MWh battery. | 20 | CAISO_Battery | 0 | battery | battery_2028_1 | 96.6% | 1 | 7.9321 | 7.9321 | ok | new_resolve | 0 | 1 | New_Li_Battery_D.19-11-016 Resource 3_Resource 3. 20 MW, 80 MWh battery. | 0 | 0 | 1 | 1 | 1 | 1 | 1 | 1 | 1 | 1
SDGE | New_Li_Battery | D.19-11-016 Resource 3 | 2028 | 2 | 0 |  | 0.41055 | review | 4 | Resource 3. 20 MW, 80 MWh battery. | 20 | CAISO_Battery | 0 | battery | battery_2028_2 | 96.6% | 1 | 7.9321 | 7.9321 | ok | new_resolve | 0 | 1 | New_Li_Battery_D.19-11-016 Resource 3_Resource 3. 20 MW, 80 MWh battery. | 0 | 0 | 1 | 1 | 1 | 1 | 1 | 1 | 1 | 1
SDGE | New_Li_Battery | D.19-11-016 Resource 3 | 2028 | 3 | 0 |  | 0.41055 | review | 4 | Resource 3. 20 MW, 80 MWh battery. | 20 | CAISO_Battery | 0 | battery | battery_2028_3 | 96.6% | 1 | 7.9321 | 7.9321 | ok | new_resolve | 0 | 1 | New_Li_Battery_D.19-11-016 Resource 3_Resource 3. 20 MW, 80 MWh battery. | 0 | 0 | 1 | 1 | 1 | 1 | 1 | 1 | 1 | 1
SDGE | New_Li_Battery | D.19-11-016 Resource 3 | 2028 | 4 | 0 |  | 0.41055 | review | 4 | Resource 3. 20 MW, 80 MWh battery. | 20 | CAISO_Battery | 0 | battery | battery_2028_4 | 96.6% | 1 | 7.9321 | 7.9321 | ok | new_resolve | 0 | 1 | New_Li_Battery_D.19-11-016 Resource 3_Resource 3. 20 MW, 80 MWh battery. | 0 | 0 | 1 | 1 | 1 | 1 | 1 | 1 | 1 | 1
SDGE | New_Li_Battery | D.19-11-016 Resource 3 | 2028 | 5 | 0 |  | 0.41055 | review | 4 | Resource 3. 20 MW, 80 MWh battery. | 20 | CAISO_Battery | 0 | battery | battery_2028_5 | 96.6% | 1 | 7.9321 | 7.9321 | ok | new_resolve | 0 | 1 | New_Li_Battery_D.19-11-016 Resource 3_Resource 3. 20 MW, 80 MWh battery. | 0 | 0 | 1 | 1 | 1 | 1 | 1 | 1 | 1 | 1
SDGE | New_Li_Battery | D.19-11-016 Resource 3 | 2028 | 6 | 0 |  | 0.41055 | review | 4 | Resource 3. 20 MW, 80 MWh battery. | 20 | CAISO_Battery | 0 | battery | battery_2028_6 | 96.6% | 1 | 7.9321 | 7.9321 | ok | new_resolve | 0 | 1 | New_Li_Battery_D.19-11-016 Resource 3_Resource 3. 20 MW, 80 MWh battery. | 0 | 0 | 1 | 1 | 1 | 1 | 1 | 1 | 1 | 1
SDGE | New_Li_Battery | D.19-11-016 Resource 3 | 2028 | 7 | 0 |  | 0.41055 | review | 4 | Resource 3. 20 MW, 80 MWh battery. | 20 | CAISO_Battery | 0 | battery | battery_2028_7 | 96.6% | 1 | 7.9321 | 7.9321 | ok | new_resolve | 0 | 1 | New_Li_Battery_D.19-11-016 Resource 3_Resource 3. 20 MW, 80 MWh battery. | 0 | 0 | 1 | 1 | 1 | 1 | 1 | 1 | 1 | 1
SDGE | New_Li_Battery | D.19-11-016 Resource 3 | 2028 | 8 | 0 |  | 0.41055 | review | 4 | Resource 3. 20 MW, 80 MWh battery. | 20 | CAISO_Battery | 0 | battery | battery_2028_8 | 96.6% | 1 | 7.9321 | 7.9321 | ok | new_resolve | 0 | 1 | New_Li_Battery_D.19-11-016 Resource 3_Resource 3. 20 MW, 80 MWh battery. | 0 | 0 | 1 | 1 | 1 | 1 | 1 | 1 | 1 | 1
SDGE | New_Li_Battery | D.19-11-016 Resource 3 | 2028 | 9 | 0 |  | 0.41055 | review | 4 | Resource 3. 20 MW, 80 MWh battery. | 20 | CAISO_Battery | 0 | battery | battery_2028_9 | 96.6% | 1 | 7.9321 | 7.9321 | ok | new_resolve | 0 | 1 | New_Li_Battery_D.19-11-016 Resource 3_Resource 3. 20 MW, 80 MWh battery. | 0 | 0 | 1 | 1 | 1 | 1 | 1 | 1 | 1 | 1
SDGE | New_Li_Battery | D.19-11-016 Resource 3 | 2028 | 10 | 0 |  | 0.41055 | review | 4 | Resource 3. 20 MW, 80 MWh battery. | 20 | CAISO_Battery | 0 | battery | battery_2028_10 | 96.6% | 1 | 7.9321 | 7.9321 | ok | new_resolve | 0 | 1 | New_Li_Battery_D.19-11-016 Resource 3_Resource 3. 20 MW, 80 MWh battery. | 0 | 0 | 1 | 1 | 1 | 1 | 1 | 1 | 1 | 1
SDGE | New_Li_Battery | D.19-11-016 Resource 3 | 2028 | 11 | 0 |  | 0.41055 | review | 4 | Resource 3. 20 MW, 80 MWh battery. | 20 | CAISO_Battery | 0 | battery | battery_2028_11 | 96.6% | 1 | 7.9321 | 7.9321 | ok | new_resolve | 0 | 1 | New_Li_Battery_D.19-11-016 Resource 3_Resource 3. 20 MW, 80 MWh battery. | 0 | 0 | 1 | 1 | 1 | 1 | 1 | 1 | 1 | 1
SDGE | New_Li_Battery | D.19-11-016 Resource 3 | 2028 | 12 | 0 |  | 0.41055 | review | 4 | Resource 3. 20 MW, 80 MWh battery. | 20 | CAISO_Battery | 0 | battery | battery_2028_12 | 96.6% | 1 | 7.9321 | 7.9321 | ok | new_resolve | 0 | 1 | New_Li_Battery_D.19-11-016 Resource 3_Resource 3. 20 MW, 80 MWh battery. | 0 | 0 | 1 | 1 | 1 | 1 | 1 | 1 | 1 | 1
SDGE | New_Li_Battery | D.19-11-016 Resource 3 | 2029 | 1 | 0 |  | 0.41055 | review | 4 | Resource 3. 20 MW, 80 MWh battery. | 20 | CAISO_Battery | 0 | battery | battery_2029_1 | 94.9% | 1 | 7.7926 | 7.7926 | ok | new_resolve | 0 | 1 | New_Li_Battery_D.19-11-016 Resource 3_Resource 3. 20 MW, 80 MWh battery. | 0 | 0 | 1 | 1 | 1 | 1 | 1 | 1 | 1 | 1
SDGE | New_Li_Battery | D.19-11-016 Resource 3 | 2029 | 2 | 0 |  | 0.41055 | review | 4 | Resource 3. 20 MW, 80 MWh battery. | 20 | CAISO_Battery | 0 | battery | battery_2029_2 | 94.9% | 1 | 7.7926 | 7.7926 | ok | new_resolve | 0 | 1 | New_Li_Battery_D.19-11-016 Resource 3_Resource 3. 20 MW, 80 MWh battery. | 0 | 0 | 1 | 1 | 1 | 1 | 1 | 1 | 1 | 1
SDGE | New_Li_Battery | D.19-11-016 Resource 3 | 2029 | 3 | 0 |  | 0.41055 | review | 4 | Resource 3. 20 MW, 80 MWh battery. | 20 | CAISO_Battery | 0 | battery | battery_2029_3 | 94.9% | 1 | 7.7926 | 7.7926 | ok | new_resolve | 0 | 1 | New_Li_Battery_D.19-11-016 Resource 3_Resource 3. 20 MW, 80 MWh battery. | 0 | 0 | 1 | 1 | 1 | 1 | 1 | 1 | 1 | 1
SDGE | New_Li_Battery | D.19-11-016 Resource 3 | 2029 | 4 | 0 |  | 0.41055 | review | 4 | Resource 3. 20 MW, 80 MWh battery. | 20 | CAISO_Battery | 0 | battery | battery_2029_4 | 94.9% | 1 | 7.7926 | 7.7926 | ok | new_resolve | 0 | 1 | New_Li_Battery_D.19-11-016 Resource 3_Resource 3. 20 MW, 80 MWh battery. | 0 | 0 | 1 | 1 | 1 | 1 | 1 | 1 | 1 | 1
SDGE | New_Li_Battery | D.19-11-016 Resource 3 | 2029 | 5 | 0 |  | 0.41055 | review | 4 | Resource 3. 20 MW, 80 MWh battery. | 20 | CAISO_Battery | 0 | battery | battery_2029_5 | 94.9% | 1 | 7.7926 | 7.7926 | ok | new_resolve | 0 | 1 | New_Li_Battery_D.19-11-016 Resource 3_Resource 3. 20 MW, 80 MWh battery. | 0 | 0 | 1 | 1 | 1 | 1 | 1 | 1 | 1 | 1
SDGE | New_Li_Battery | D.19-11-016 Resource 3 | 2029 | 6 | 0 |  | 0.41055 | review | 4 | Resource 3. 20 MW, 80 MWh battery. | 20 | CAISO_Battery | 0 | battery | battery_2029_6 | 94.9% | 1 | 7.7926 | 7.7926 | ok | new_resolve | 0 | 1 | New_Li_Battery_D.19-11-016 Resource 3_Resource 3. 20 MW, 80 MWh battery. | 0 | 0 | 1 | 1 | 1 | 1 | 1 | 1 | 1 | 1
SDGE | New_Li_Battery | D.19-11-016 Resource 3 | 2029 | 7 | 0 |  | 0.41055 | review | 4 | Resource 3. 20 MW, 80 MWh battery. | 20 | CAISO_Battery | 0 | battery | battery_2029_7 | 94.9% | 1 | 7.7926 | 7.7926 | ok | new_resolve | 0 | 1 | New_Li_Battery_D.19-11-016 Resource 3_Resource 3. 20 MW, 80 MWh battery. | 0 | 0 | 1 | 1 | 1 | 1 | 1 | 1 | 1 | 1
SDGE | New_Li_Battery | D.19-11-016 Resource 3 | 2029 | 8 | 0 |  | 0.41055 | review | 4 | Resource 3. 20 MW, 80 MWh battery. | 20 | CAISO_Battery | 0 | battery | battery_2029_8 | 94.9% | 1 | 7.7926 | 7.7926 | ok | new_resolve | 0 | 1 | New_Li_Battery_D.19-11-016 Resource 3_Resource 3. 20 MW, 80 MWh battery. | 0 | 0 | 1 | 1 | 1 | 1 | 1 | 1 | 1 | 1
SDGE | New_Li_Battery | D.19-11-016 Resource 3 | 2029 | 9 | 0 |  | 0.41055 | review | 4 | Resource 3. 20 MW, 80 MWh battery. | 20 | CAISO_Battery | 0 | battery | battery_2029_9 | 94.9% | 1 | 7.7926 | 7.7926 | ok | new_resolve | 0 | 1 | New_Li_Battery_D.19-11-016 Resource 3_Resource 3. 20 MW, 80 MWh battery. | 0 | 0 | 1 | 1 | 1 | 1 | 1 | 1 | 1 | 1
SDGE | New_Li_Battery | D.19-11-016 Resource 3 | 2029 | 10 | 0 |  | 0.41055 | review | 4 | Resource 3. 20 MW, 80 MWh battery. | 20 | CAISO_Battery | 0 | battery | battery_2029_10 | 94.9% | 1 | 7.7926 | 7.7926 | ok | new_resolve | 0 | 1 | New_Li_Battery_D.19-11-016 Resource 3_Resource 3. 20 MW, 80 MWh battery. | 0 | 0 | 1 | 1 | 1 | 1 | 1 | 1 | 1 | 1
SDGE | New_Li_Battery | D.19-11-016 Resource 3 | 2029 | 11 | 0 |  | 0.41055 | review | 4 | Resource 3. 20 MW, 80 MWh battery. | 20 | CAISO_Battery | 0 | battery | battery_2029_11 | 94.9% | 1 | 7.7926 | 7.7926 | ok | new_resolve | 0 | 1 | New_Li_Battery_D.19-11-016 Resource 3_Resource 3. 20 MW, 80 MWh battery. | 0 | 0 | 1 | 1 | 1 | 1 | 1 | 1 | 1 | 1
SDGE | New_Li_Battery | D.19-11-016 Resource 3 | 2029 | 12 | 0 |  | 0.41055 | review | 4 | Resource 3. 20 MW, 80 MWh battery. | 20 | CAISO_Battery | 0 | battery | battery_2029_12 | 94.9% | 1 | 7.7926 | 7.7926 | ok | new_resolve | 0 | 1 | New_Li_Battery_D.19-11-016 Resource 3_Resource 3. 20 MW, 80 MWh battery. | 0 | 0 | 1 | 1 | 1 | 1 | 1 | 1 | 1 | 1
SDGE | New_Li_Battery | D.19-11-016 Resource 3 | 2030 | 1 | 0 |  | 0.41055 | review | 4 | Resource 3. 20 MW, 80 MWh battery. | 20 | CAISO_Battery | 0 | battery | battery_2030_1 | 93.21% | 1 | 7.6532 | 7.6532 | ok | new_resolve | 0 | 1 | New_Li_Battery_D.19-11-016 Resource 3_Resource 3. 20 MW, 80 MWh battery. | 0 | 0 | 1 | 1 | 1 | 1 | 1 | 1 | 1 | 1
SDGE | New_Li_Battery | D.19-11-016 Resource 3 | 2030 | 2 | 0 |  | 0.41055 | review | 4 | Resource 3. 20 MW, 80 MWh battery. | 20 | CAISO_Battery | 0 | battery | battery_2030_2 | 93.21% | 1 | 7.6532 | 7.6532 | ok | new_resolve | 0 | 1 | New_Li_Battery_D.19-11-016 Resource 3_Resource 3. 20 MW, 80 MWh battery. | 0 | 0 | 1 | 1 | 1 | 1 | 1 | 1 | 1 | 1
SDGE | New_Li_Battery | D.19-11-016 Resource 3 | 2030 | 3 | 0 |  | 0.41055 | review | 4 | Resource 3. 20 MW, 80 MWh battery. | 20 | CAISO_Battery | 0 | battery | battery_2030_3 | 93.21% | 1 | 7.6532 | 7.6532 | ok | new_resolve | 0 | 1 | New_Li_Battery_D.19-11-016 Resource 3_Resource 3. 20 MW, 80 MWh battery. | 0 | 0 | 1 | 1 | 1 | 1 | 1 | 1 | 1 | 1
SDGE | New_Li_Battery | D.19-11-016 Resource 3 | 2030 | 4 | 0 |  | 0.41055 | review | 4 | Resource 3. 20 MW, 80 MWh battery. | 20 | CAISO_Battery | 0 | battery | battery_2030_4 | 93.21% | 1 | 7.6532 | 7.6532 | ok | new_resolve | 0 | 1 | New_Li_Battery_D.19-11-016 Resource 3_Resource 3. 20 MW, 80 MWh battery. | 0 | 0 | 1 | 1 | 1 | 1 | 1 | 1 | 1 | 1
SDGE | New_Li_Battery | D.19-11-016 Resource 3 | 2030 | 5 | 0 |  | 0.41055 | review | 4 | Resource 3. 20 MW, 80 MWh battery. | 20 | CAISO_Battery | 0 | battery | battery_2030_5 | 93.21% | 1 | 7.6532 | 7.6532 | ok | new_resolve | 0 | 1 | New_Li_Battery_D.19-11-016 Resource 3_Resource 3. 20 MW, 80 MWh battery. | 0 | 0 | 1 | 1 | 1 | 1 | 1 | 1 | 1 | 1
SDGE | New_Li_Battery | D.19-11-016 Resource 3 | 2030 | 6 | 0 |  | 0.41055 | review | 4 | Resource 3. 20 MW, 80 MWh battery. | 20 | CAISO_Battery | 0 | battery | battery_2030_6 | 93.21% | 1 | 7.6532 | 7.6532 | ok | new_resolve | 0 | 1 | New_Li_Battery_D.19-11-016 Resource 3_Resource 3. 20 MW, 80 MWh battery. | 0 | 0 | 1 | 1 | 1 | 1 | 1 | 1 | 1 | 1
SDGE | New_Li_Battery | D.19-11-016 Resource 3 | 2030 | 7 | 0 |  | 0.41055 | review | 4 | Resource 3. 20 MW, 80 MWh battery. | 20 | CAISO_Battery | 0 | battery | battery_2030_7 | 93.21% | 1 | 7.6532 | 7.6532 | ok | new_resolve | 0 | 1 | New_Li_Battery_D.19-11-016 Resource 3_Resource 3. 20 MW, 80 MWh battery. | 0 | 0 | 1 | 1 | 1 | 1 | 1 | 1 | 1 | 1
SDGE | New_Li_Battery | D.19-11-016 Resource 3 | 2030 | 8 | 0 |  | 0.41055 | review | 4 | Resource 3. 20 MW, 80 MWh battery. | 20 | CAISO_Battery | 0 | battery | battery_2030_8 | 93.21% | 1 | 7.6532 | 7.6532 | ok | new_resolve | 0 | 1 | New_Li_Battery_D.19-11-016 Resource 3_Resource 3. 20 MW, 80 MWh battery. | 0 | 0 | 1 | 1 | 1 | 1 | 1 | 1 | 1 | 1
SDGE | New_Li_Battery | D.19-11-016 Resource 3 | 2030 | 9 | 0 |  | 0.41055 | review | 4 | Resource 3. 20 MW, 80 MWh battery. | 20 | CAISO_Battery | 0 | battery | battery_2030_9 | 93.21% | 1 | 7.6532 | 7.6532 | ok | new_resolve | 0 | 1 | New_Li_Battery_D.19-11-016 Resource 3_Resource 3. 20 MW, 80 MWh battery. | 0 | 0 | 1 | 1 | 1 | 1 | 1 | 1 | 1 | 1
SDGE | New_Li_Battery | D.19-11-016 Resource 3 | 2030 | 10 | 0 |  | 0.41055 | review | 4 | Resource 3. 20 MW, 80 MWh battery. | 20 | CAISO_Battery | 0 | battery | battery_2030_10 | 93.21% | 1 | 7.6532 | 7.6532 | ok | new_resolve | 0 | 1 | New_Li_Battery_D.19-11-016 Resource 3_Resource 3. 20 MW, 80 MWh battery. | 0 | 0 | 1 | 1 | 1 | 1 | 1 | 1 | 1 | 1
SDGE | New_Li_Battery | D.19-11-016 Resource 3 | 2030 | 11 | 0 |  | 0.41055 | review | 4 | Resource 3. 20 MW, 80 MWh battery. | 20 | CAISO_Battery | 0 | battery | battery_2030_11 | 93.21% | 1 | 7.6532 | 7.6532 | ok | new_resolve | 0 | 1 | New_Li_Battery_D.19-11-016 Resource 3_Resource 3. 20 MW, 80 MWh battery. | 0 | 0 | 1 | 1 | 1 | 1 | 1 | 1 | 1 | 1
SDGE | New_Li_Battery | D.19-11-016 Resource 3 | 2030 | 12 | 0 |  | 0.41055 | review | 4 | Resource 3. 20 MW, 80 MWh battery. | 20 | CAISO_Battery | 0 | battery | battery_2030_12 | 93.21% | 1 | 7.6532 | 7.6532 | ok | new_resolve | 0 | 1 | New_Li_Battery_D.19-11-016 Resource 3_Resource 3. 20 MW, 80 MWh battery. | 0 | 0 | 1 | 1 | 1 | 1 | 1 | 1 | 1 | 1
SDGE | New_Li_Battery | D.19-11-016 Resource 4 | 2021 | 8 | 0 |  | 0.17889 | review | 4 | Resource 4. 20 MW, 80 MWh battery. | 20 | CAISO_Battery | 0 | battery | battery_2021_8 | 100% | 1 | 3.5778 | 3.5778 | ok | new_resolve | 0 | 1 | New_Li_Battery_D.19-11-016 Resource 4_Resource 4. 20 MW, 80 MWh battery. | 1 | 20 | 1 | 1 | 1 | 1 | 1 | 1 | 1 | 1
SDGE | New_Li_Battery | D.19-11-016 Resource 4 | 2021 | 9 | 0 |  | 0.17889 | review | 4 | Resource 4. 20 MW, 80 MWh battery. | 20 | CAISO_Battery | 0 | battery | battery_2021_9 | 100% | 1 | 3.5778 | 3.5778 | ok | new_resolve | 0 | 1 | New_Li_Battery_D.19-11-016 Resource 4_Resource 4. 20 MW, 80 MWh battery. | 0 | 0 | 1 | 1 | 1 | 1 | 1 | 1 | 1 | 1
SDGE | New_Li_Battery | D.19-11-016 Resource 4 | 2021 | 10 | 0 |  | 0.17889 | review | 4 | Resource 4. 20 MW, 80 MWh battery. | 20 | CAISO_Battery | 0 | battery | battery_2021_10 | 100% | 1 | 3.5778 | 3.5778 | ok | new_resolve | 0 | 1 | New_Li_Battery_D.19-11-016 Resource 4_Resource 4. 20 MW, 80 MWh battery. | 0 | 0 | 1 | 1 | 1 | 1 | 1 | 1 | 1 | 1
SDGE | New_Li_Battery | D.19-11-016 Resource 4 | 2021 | 11 | 0 |  | 0.17889 | review | 4 | Resource 4. 20 MW, 80 MWh battery. | 20 | CAISO_Battery | 0 | battery | battery_2021_11 | 100% | 1 | 3.5778 | 3.5778 | ok | new_resolve | 0 | 1 | New_Li_Battery_D.19-11-016 Resource 4_Resource 4. 20 MW, 80 MWh battery. | 0 | 0 | 1 | 1 | 1 | 1 | 1 | 1 | 1 | 1
SDGE | New_Li_Battery | D.19-11-016 Resource 4 | 2021 | 12 | 0 |  | 0.17889 | review | 4 | Resource 4. 20 MW, 80 MWh battery. | 20 | CAISO_Battery | 0 | battery | battery_2021_12 | 100% | 1 | 3.5778 | 3.5778 | ok | new_resolve | 0 | 1 | New_Li_Battery_D.19-11-016 Resource 4_Resource 4. 20 MW, 80 MWh battery. | 0 | 0 | 1 | 1 | 1 | 1 | 1 | 1 | 1 | 1
SDGE | New_Li_Battery | D.19-11-016 Resource 4 | 2022 | 1 | 0 |  | 0.17889 | review | 4 | Resource 4. 20 MW, 80 MWh battery. | 20 | CAISO_Battery | 0 | battery | battery_2022_1 | 100% | 1 | 3.5778 | 3.5778 | ok | new_resolve | 0 | 1 | New_Li_Battery_D.19-11-016 Resource 4_Resource 4. 20 MW, 80 MWh battery. | 0 | 0 | 1 | 1 | 1 | 1 | 1 | 1 | 1 | 1
SDGE | New_Li_Battery | D.19-11-016 Resource 4 | 2022 | 2 | 0 |  | 0.17889 | review | 4 | Resource 4. 20 MW, 80 MWh battery. | 20 | CAISO_Battery | 0 | battery | battery_2022_2 | 100% | 1 | 3.5778 | 3.5778 | ok | new_resolve | 0 | 1 | New_Li_Battery_D.19-11-016 Resource 4_Resource 4. 20 MW, 80 MWh battery. | 0 | 0 | 1 | 1 | 1 | 1 | 1 | 1 | 1 | 1
SDGE | New_Li_Battery | D.19-11-016 Resource 4 | 2022 | 3 | 0 |  | 0.17889 | review | 4 | Resource 4. 20 MW, 80 MWh battery. | 20 | CAISO_Battery | 0 | battery | battery_2022_3 | 100% | 1 | 3.5778 | 3.5778 | ok | new_resolve | 0 | 1 | New_Li_Battery_D.19-11-016 Resource 4_Resource 4. 20 MW, 80 MWh battery. | 0 | 0 | 1 | 1 | 1 | 1 | 1 | 1 | 1 | 1
SDGE | New_Li_Battery | D.19-11-016 Resource 4 | 2022 | 4 | 0 |  | 0.17889 | review | 4 | Resource 4. 20 MW, 80 MWh battery. | 20 | CAISO_Battery | 0 | battery | battery_2022_4 | 100% | 1 | 3.5778 | 3.5778 | ok | new_resolve | 0 | 1 | New_Li_Battery_D.19-11-016 Resource 4_Resource 4. 20 MW, 80 MWh battery. | 0 | 0 | 1 | 1 | 1 | 1 | 1 | 1 | 1 | 1
SDGE | New_Li_Battery | D.19-11-016 Resource 4 | 2022 | 5 | 0 |  | 0.17889 | review | 4 | Resource 4. 20 MW, 80 MWh battery. | 20 | CAISO_Battery | 0 | battery | battery_2022_5 | 100% | 1 | 3.5778 | 3.5778 | ok | new_resolve | 0 | 1 | New_Li_Battery_D.19-11-016 Resource 4_Resource 4. 20 MW, 80 MWh battery. | 0 | 0 | 1 | 1 | 1 | 1 | 1 | 1 | 1 | 1
SDGE | New_Li_Battery | D.19-11-016 Resource 4 | 2022 | 6 | 0 |  | 0.17889 | review | 4 | Resource 4. 20 MW, 80 MWh battery. | 20 | CAISO_Battery | 0 | battery | battery_2022_6 | 100% | 1 | 3.5778 | 3.5778 | ok | new_resolve | 0 | 1 | New_Li_Battery_D.19-11-016 Resource 4_Resource 4. 20 MW, 80 MWh battery. | 0 | 0 | 1 | 1 | 1 | 1 | 1 | 1 | 1 | 1
SDGE | New_Li_Battery | D.19-11-016 Resource 4 | 2022 | 7 | 0 |  | 0.17889 | review | 4 | Resource 4. 20 MW, 80 MWh battery. | 20 | CAISO_Battery | 0 | battery | battery_2022_7 | 100% | 1 | 3.5778 | 3.5778 | ok | new_resolve | 0 | 1 | New_Li_Battery_D.19-11-016 Resource 4_Resource 4. 20 MW, 80 MWh battery. | 0 | 0 | 1 | 1 | 1 | 1 | 1 | 1 | 1 | 1
SDGE | New_Li_Battery | D.19-11-016 Resource 4 | 2022 | 8 | 0 |  | 0.41055 | review | 4 | Resource 4. 20 MW, 80 MWh battery. | 20 | CAISO_Battery | 0 | battery | battery_2022_8 | 100% | 1 | 8.2111 | 8.2111 | ok | new_resolve | 0 | 1 | New_Li_Battery_D.19-11-016 Resource 4_Resource 4. 20 MW, 80 MWh battery. | 0 | 0 | 1 | 1 | 1 | 1 | 1 | 1 | 1 | 1
SDGE | New_Li_Battery | D.19-11-016 Resource 4 | 2022 | 9 | 0 |  | 0.41055 | review | 4 | Resource 4. 20 MW, 80 MWh battery. | 20 | CAISO_Battery | 0 | battery | battery_2022_9 | 100% | 1 | 8.2111 | 8.2111 | ok | new_resolve | 0 | 1 | New_Li_Battery_D.19-11-016 Resource 4_Resource 4. 20 MW, 80 MWh battery. | 0 | 0 | 1 | 1 | 1 | 1 | 1 | 1 | 1 | 1
SDGE | New_Li_Battery | D.19-11-016 Resource 4 | 2022 | 10 | 0 |  | 0.41055 | review | 4 | Resource 4. 20 MW, 80 MWh battery. | 20 | CAISO_Battery | 0 | battery | battery_2022_10 | 100% | 1 | 8.2111 | 8.2111 | ok | new_resolve | 0 | 1 | New_Li_Battery_D.19-11-016 Resource 4_Resource 4. 20 MW, 80 MWh battery. | 0 | 0 | 1 | 1 | 1 | 1 | 1 | 1 | 1 | 1
SDGE | New_Li_Battery | D.19-11-016 Resource 4 | 2022 | 11 | 0 |  | 0.41055 | review | 4 | Resource 4. 20 MW, 80 MWh battery. | 20 | CAISO_Battery | 0 | battery | battery_2022_11 | 100% | 1 | 8.2111 | 8.2111 | ok | new_resolve | 0 | 1 | New_Li_Battery_D.19-11-016 Resource 4_Resource 4. 20 MW, 80 MWh battery. | 0 | 0 | 1 | 1 | 1 | 1 | 1 | 1 | 1 | 1
SDGE | New_Li_Battery | D.19-11-016 Resource 4 | 2022 | 12 | 0 |  | 0.41055 | review | 4 | Resource 4. 20 MW, 80 MWh battery. | 20 | CAISO_Battery | 0 | battery | battery_2022_12 | 100% | 1 | 8.2111 | 8.2111 | ok | new_resolve | 0 | 1 | New_Li_Battery_D.19-11-016 Resource 4_Resource 4. 20 MW, 80 MWh battery. | 0 | 0 | 1 | 1 | 1 | 1 | 1 | 1 | 1 | 1
SDGE | New_Li_Battery | D.19-11-016 Resource 4 | 2023 | 1 | 0 |  | 0.41055 | review | 4 | Resource 4. 20 MW, 80 MWh battery. | 20 | CAISO_Battery | 0 | battery | battery_2023_1 | 100% | 1 | 8.2111 | 8.2111 | ok | new_resolve | 0 | 1 | New_Li_Battery_D.19-11-016 Resource 4_Resource 4. 20 MW, 80 MWh battery. | 0 | 0 | 1 | 1 | 1 | 1 | 1 | 1 | 1 | 1
SDGE | New_Li_Battery | D.19-11-016 Resource 4 | 2023 | 2 | 0 |  | 0.41055 | review | 4 | Resource 4. 20 MW, 80 MWh battery. | 20 | CAISO_Battery | 0 | battery | battery_2023_2 | 100% | 1 | 8.2111 | 8.2111 | ok | new_resolve | 0 | 1 | New_Li_Battery_D.19-11-016 Resource 4_Resource 4. 20 MW, 80 MWh battery. | 0 | 0 | 1 | 1 | 1 | 1 | 1 | 1 | 1 | 1
SDGE | New_Li_Battery | D.19-11-016 Resource 4 | 2023 | 3 | 0 |  | 0.41055 | review | 4 | Resource 4. 20 MW, 80 MWh battery. | 20 | CAISO_Battery | 0 | battery | battery_2023_3 | 100% | 1 | 8.2111 | 8.2111 | ok | new_resolve | 0 | 1 | New_Li_Battery_D.19-11-016 Resource 4_Resource 4. 20 MW, 80 MWh battery. | 0 | 0 | 1 | 1 | 1 | 1 | 1 | 1 | 1 | 1
SDGE | New_Li_Battery | D.19-11-016 Resource 4 | 2023 | 4 | 0 |  | 0.41055 | review | 4 | Resource 4. 20 MW, 80 MWh battery. | 20 | CAISO_Battery | 0 | battery | battery_2023_4 | 100% | 1 | 8.2111 | 8.2111 | ok | new_resolve | 0 | 1 | New_Li_Battery_D.19-11-016 Resource 4_Resource 4. 20 MW, 80 MWh battery. | 0 | 0 | 1 | 1 | 1 | 1 | 1 | 1 | 1 | 1
SDGE | New_Li_Battery | D.19-11-016 Resource 4 | 2023 | 5 | 0 |  | 0.41055 | review | 4 | Resource 4. 20 MW, 80 MWh battery. | 20 | CAISO_Battery | 0 | battery | battery_2023_5 | 100% | 1 | 8.2111 | 8.2111 | ok | new_resolve | 0 | 1 | New_Li_Battery_D.19-11-016 Resource 4_Resource 4. 20 MW, 80 MWh battery. | 0 | 0 | 1 | 1 | 1 | 1 | 1 | 1 | 1 | 1
SDGE | New_Li_Battery | D.19-11-016 Resource 4 | 2023 | 6 | 0 |  | 0.41055 | review | 4 | Resource 4. 20 MW, 80 MWh battery. | 20 | CAISO_Battery | 0 | battery | battery_2023_6 | 100% | 1 | 8.2111 | 8.2111 | ok | new_resolve | 0 | 1 | New_Li_Battery_D.19-11-016 Resource 4_Resource 4. 20 MW, 80 MWh battery. | 0 | 0 | 1 | 1 | 1 | 1 | 1 | 1 | 1 | 1
SDGE | New_Li_Battery | D.19-11-016 Resource 4 | 2023 | 7 | 0 |  | 0.41055 | review | 4 | Resource 4. 20 MW, 80 MWh battery. | 20 | CAISO_Battery | 0 | battery | battery_2023_7 | 100% | 1 | 8.2111 | 8.2111 | ok | new_resolve | 0 | 1 | New_Li_Battery_D.19-11-016 Resource 4_Resource 4. 20 MW, 80 MWh battery. | 0 | 0 | 1 | 1 | 1 | 1 | 1 | 1 | 1 | 1
SDGE | New_Li_Battery | D.19-11-016 Resource 4 | 2023 | 8 | 0 |  | 0.41055 | review | 4 | Resource 4. 20 MW, 80 MWh battery. | 20 | CAISO_Battery | 0 | battery | battery_2023_8 | 100% | 1 | 8.2111 | 8.2111 | ok | new_resolve | 0 | 1 | New_Li_Battery_D.19-11-016 Resource 4_Resource 4. 20 MW, 80 MWh battery. | 0 | 0 | 1 | 1 | 1 | 1 | 1 | 1 | 1 | 1
SDGE | New_Li_Battery | D.19-11-016 Resource 4 | 2023 | 9 | 0 |  | 0.41055 | review | 4 | Resource 4. 20 MW, 80 MWh battery. | 20 | CAISO_Battery | 0 | battery | battery_2023_9 | 100% | 1 | 8.2111 | 8.2111 | ok | new_resolve | 0 | 1 | New_Li_Battery_D.19-11-016 Resource 4_Resource 4. 20 MW, 80 MWh battery. | 0 | 0 | 1 | 1 | 1 | 1 | 1 | 1 | 1 | 1
SDGE | New_Li_Battery | D.19-11-016 Resource 4 | 2023 | 10 | 0 |  | 0.41055 | review | 4 | Resource 4. 20 MW, 80 MWh battery. | 20 | CAISO_Battery | 0 | battery | battery_2023_10 | 100% | 1 | 8.2111 | 8.2111 | ok | new_resolve | 0 | 1 | New_Li_Battery_D.19-11-016 Resource 4_Resource 4. 20 MW, 80 MWh battery. | 0 | 0 | 1 | 1 | 1 | 1 | 1 | 1 | 1 | 1
SDGE | New_Li_Battery | D.19-11-016 Resource 4 | 2023 | 11 | 0 |  | 0.41055 | review | 4 | Resource 4. 20 MW, 80 MWh battery. | 20 | CAISO_Battery | 0 | battery | battery_2023_11 | 100% | 1 | 8.2111 | 8.2111 | ok | new_resolve | 0 | 1 | New_Li_Battery_D.19-11-016 Resource 4_Resource 4. 20 MW, 80 MWh battery. | 0 | 0 | 1 | 1 | 1 | 1 | 1 | 1 | 1 | 1
SDGE | New_Li_Battery | D.19-11-016 Resource 4 | 2023 | 12 | 0 |  | 0.41055 | review | 4 | Resource 4. 20 MW, 80 MWh battery. | 20 | CAISO_Battery | 0 | battery | battery_2023_12 | 100% | 1 | 8.2111 | 8.2111 | ok | new_resolve | 0 | 1 | New_Li_Battery_D.19-11-016 Resource 4_Resource 4. 20 MW, 80 MWh battery. | 0 | 0 | 1 | 1 | 1 | 1 | 1 | 1 | 1 | 1
SDGE | New_Li_Battery | D.19-11-016 Resource 4 | 2024 | 1 | 0 |  | 0.41055 | review | 4 | Resource 4. 20 MW, 80 MWh battery. | 20 | CAISO_Battery | 0 | battery | battery_2024_1 | 100% | 1 | 8.2111 | 8.2111 | ok | new_resolve | 0 | 1 | New_Li_Battery_D.19-11-016 Resource 4_Resource 4. 20 MW, 80 MWh battery. | 0 | 0 | 1 | 1 | 1 | 1 | 1 | 1 | 1 | 1
SDGE | New_Li_Battery | D.19-11-016 Resource 4 | 2024 | 2 | 0 |  | 0.41055 | review | 4 | Resource 4. 20 MW, 80 MWh battery. | 20 | CAISO_Battery | 0 | battery | battery_2024_2 | 100% | 1 | 8.2111 | 8.2111 | ok | new_resolve | 0 | 1 | New_Li_Battery_D.19-11-016 Resource 4_Resource 4. 20 MW, 80 MWh battery. | 0 | 0 | 1 | 1 | 1 | 1 | 1 | 1 | 1 | 1
SDGE | New_Li_Battery | D.19-11-016 Resource 4 | 2024 | 3 | 0 |  | 0.41055 | review | 4 | Resource 4. 20 MW, 80 MWh battery. | 20 | CAISO_Battery | 0 | battery | battery_2024_3 | 100% | 1 | 8.2111 | 8.2111 | ok | new_resolve | 0 | 1 | New_Li_Battery_D.19-11-016 Resource 4_Resource 4. 20 MW, 80 MWh battery. | 0 | 0 | 1 | 1 | 1 | 1 | 1 | 1 | 1 | 1
SDGE | New_Li_Battery | D.19-11-016 Resource 4 | 2024 | 4 | 0 |  | 0.41055 | review | 4 | Resource 4. 20 MW, 80 MWh battery. | 20 | CAISO_Battery | 0 | battery | battery_2024_4 | 100% | 1 | 8.2111 | 8.2111 | ok | new_resolve | 0 | 1 | New_Li_Battery_D.19-11-016 Resource 4_Resource 4. 20 MW, 80 MWh battery. | 0 | 0 | 1 | 1 | 1 | 1 | 1 | 1 | 1 | 1
SDGE | New_Li_Battery | D.19-11-016 Resource 4 | 2024 | 5 | 0 |  | 0.41055 | review | 4 | Resource 4. 20 MW, 80 MWh battery. | 20 | CAISO_Battery | 0 | battery | battery_2024_5 | 100% | 1 | 8.2111 | 8.2111 | ok | new_resolve | 0 | 1 | New_Li_Battery_D.19-11-016 Resource 4_Resource 4. 20 MW, 80 MWh battery. | 0 | 0 | 1 | 1 | 1 | 1 | 1 | 1 | 1 | 1
SDGE | New_Li_Battery | D.19-11-016 Resource 4 | 2024 | 6 | 0 |  | 0.41055 | review | 4 | Resource 4. 20 MW, 80 MWh battery. | 20 | CAISO_Battery | 0 | battery | battery_2024_6 | 100% | 1 | 8.2111 | 8.2111 | ok | new_resolve | 0 | 1 | New_Li_Battery_D.19-11-016 Resource 4_Resource 4. 20 MW, 80 MWh battery. | 0 | 0 | 1 | 1 | 1 | 1 | 1 | 1 | 1 | 1
SDGE | New_Li_Battery | D.19-11-016 Resource 4 | 2024 | 7 | 0 |  | 0.41055 | review | 4 | Resource 4. 20 MW, 80 MWh battery. | 20 | CAISO_Battery | 0 | battery | battery_2024_7 | 100% | 1 | 8.2111 | 8.2111 | ok | new_resolve | 0 | 1 | New_Li_Battery_D.19-11-016 Resource 4_Resource 4. 20 MW, 80 MWh battery. | 0 | 0 | 1 | 1 | 1 | 1 | 1 | 1 | 1 | 1
SDGE | New_Li_Battery | D.19-11-016 Resource 4 | 2024 | 8 | 0 |  | 0.41055 | review | 4 | Resource 4. 20 MW, 80 MWh battery. | 20 | CAISO_Battery | 0 | battery | battery_2024_8 | 100% | 1 | 8.2111 | 8.2111 | ok | new_resolve | 0 | 1 | New_Li_Battery_D.19-11-016 Resource 4_Resource 4. 20 MW, 80 MWh battery. | 0 | 0 | 1 | 1 | 1 | 1 | 1 | 1 | 1 | 1
SDGE | New_Li_Battery | D.19-11-016 Resource 4 | 2024 | 9 | 0 |  | 0.41055 | review | 4 | Resource 4. 20 MW, 80 MWh battery. | 20 | CAISO_Battery | 0 | battery | battery_2024_9 | 100% | 1 | 8.2111 | 8.2111 | ok | new_resolve | 0 | 1 | New_Li_Battery_D.19-11-016 Resource 4_Resource 4. 20 MW, 80 MWh battery. | 0 | 0 | 1 | 1 | 1 | 1 | 1 | 1 | 1 | 1
SDGE | New_Li_Battery | D.19-11-016 Resource 4 | 2024 | 10 | 0 |  | 0.41055 | review | 4 | Resource 4. 20 MW, 80 MWh battery. | 20 | CAISO_Battery | 0 | battery | battery_2024_10 | 100% | 1 | 8.2111 | 8.2111 | ok | new_resolve | 0 | 1 | New_Li_Battery_D.19-11-016 Resource 4_Resource 4. 20 MW, 80 MWh battery. | 0 | 0 | 1 | 1 | 1 | 1 | 1 | 1 | 1 | 1
SDGE | New_Li_Battery | D.19-11-016 Resource 4 | 2024 | 11 | 0 |  | 0.41055 | review | 4 | Resource 4. 20 MW, 80 MWh battery. | 20 | CAISO_Battery | 0 | battery | battery_2024_11 | 100% | 1 | 8.2111 | 8.2111 | ok | new_resolve | 0 | 1 | New_Li_Battery_D.19-11-016 Resource 4_Resource 4. 20 MW, 80 MWh battery. | 0 | 0 | 1 | 1 | 1 | 1 | 1 | 1 | 1 | 1
SDGE | New_Li_Battery | D.19-11-016 Resource 4 | 2024 | 12 | 0 |  | 0.41055 | review | 4 | Resource 4. 20 MW, 80 MWh battery. | 20 | CAISO_Battery | 0 | battery | battery_2024_12 | 100% | 1 | 8.2111 | 8.2111 | ok | new_resolve | 0 | 1 | New_Li_Battery_D.19-11-016 Resource 4_Resource 4. 20 MW, 80 MWh battery. | 0 | 0 | 1 | 1 | 1 | 1 | 1 | 1 | 1 | 1
SDGE | New_Li_Battery | D.19-11-016 Resource 4 | 2025 | 1 | 0 |  | 0.41055 | review | 4 | Resource 4. 20 MW, 80 MWh battery. | 20 | CAISO_Battery | 0 | battery | battery_2025_1 | 100% | 1 | 8.2111 | 8.2111 | ok | new_resolve | 0 | 1 | New_Li_Battery_D.19-11-016 Resource 4_Resource 4. 20 MW, 80 MWh battery. | 0 | 0 | 1 | 1 | 1 | 1 | 1 | 1 | 1 | 1
SDGE | New_Li_Battery | D.19-11-016 Resource 4 | 2025 | 2 | 0 |  | 0.41055 | review | 4 | Resource 4. 20 MW, 80 MWh battery. | 20 | CAISO_Battery | 0 | battery | battery_2025_2 | 100% | 1 | 8.2111 | 8.2111 | ok | new_resolve | 0 | 1 | New_Li_Battery_D.19-11-016 Resource 4_Resource 4. 20 MW, 80 MWh battery. | 0 | 0 | 1 | 1 | 1 | 1 | 1 | 1 | 1 | 1
SDGE | New_Li_Battery | D.19-11-016 Resource 4 | 2025 | 3 | 0 |  | 0.41055 | review | 4 | Resource 4. 20 MW, 80 MWh battery. | 20 | CAISO_Battery | 0 | battery | battery_2025_3 | 100% | 1 | 8.2111 | 8.2111 | ok | new_resolve | 0 | 1 | New_Li_Battery_D.19-11-016 Resource 4_Resource 4. 20 MW, 80 MWh battery. | 0 | 0 | 1 | 1 | 1 | 1 | 1 | 1 | 1 | 1
SDGE | New_Li_Battery | D.19-11-016 Resource 4 | 2025 | 4 | 0 |  | 0.41055 | review | 4 | Resource 4. 20 MW, 80 MWh battery. | 20 | CAISO_Battery | 0 | battery | battery_2025_4 | 100% | 1 | 8.2111 | 8.2111 | ok | new_resolve | 0 | 1 | New_Li_Battery_D.19-11-016 Resource 4_Resource 4. 20 MW, 80 MWh battery. | 0 | 0 | 1 | 1 | 1 | 1 | 1 | 1 | 1 | 1
SDGE | New_Li_Battery | D.19-11-016 Resource 4 | 2025 | 5 | 0 |  | 0.41055 | review | 4 | Resource 4. 20 MW, 80 MWh battery. | 20 | CAISO_Battery | 0 | battery | battery_2025_5 | 100% | 1 | 8.2111 | 8.2111 | ok | new_resolve | 0 | 1 | New_Li_Battery_D.19-11-016 Resource 4_Resource 4. 20 MW, 80 MWh battery. | 0 | 0 | 1 | 1 | 1 | 1 | 1 | 1 | 1 | 1
SDGE | New_Li_Battery | D.19-11-016 Resource 4 | 2025 | 6 | 0 |  | 0.41055 | review | 4 | Resource 4. 20 MW, 80 MWh battery. | 20 | CAISO_Battery | 0 | battery | battery_2025_6 | 100% | 1 | 8.2111 | 8.2111 | ok | new_resolve | 0 | 1 | New_Li_Battery_D.19-11-016 Resource 4_Resource 4. 20 MW, 80 MWh battery. | 0 | 0 | 1 | 1 | 1 | 1 | 1 | 1 | 1 | 1
SDGE | New_Li_Battery | D.19-11-016 Resource 4 | 2025 | 7 | 0 |  | 0.41055 | review | 4 | Resource 4. 20 MW, 80 MWh battery. | 20 | CAISO_Battery | 0 | battery | battery_2025_7 | 100% | 1 | 8.2111 | 8.2111 | ok | new_resolve | 0 | 1 | New_Li_Battery_D.19-11-016 Resource 4_Resource 4. 20 MW, 80 MWh battery. | 0 | 0 | 1 | 1 | 1 | 1 | 1 | 1 | 1 | 1
SDGE | New_Li_Battery | D.19-11-016 Resource 4 | 2025 | 8 | 0 |  | 0.41055 | review | 4 | Resource 4. 20 MW, 80 MWh battery. | 20 | CAISO_Battery | 0 | battery | battery_2025_8 | 100% | 1 | 8.2111 | 8.2111 | ok | new_resolve | 0 | 1 | New_Li_Battery_D.19-11-016 Resource 4_Resource 4. 20 MW, 80 MWh battery. | 0 | 0 | 1 | 1 | 1 | 1 | 1 | 1 | 1 | 1
SDGE | New_Li_Battery | D.19-11-016 Resource 4 | 2025 | 9 | 0 |  | 0.41055 | review | 4 | Resource 4. 20 MW, 80 MWh battery. | 20 | CAISO_Battery | 0 | battery | battery_2025_9 | 100% | 1 | 8.2111 | 8.2111 | ok | new_resolve | 0 | 1 | New_Li_Battery_D.19-11-016 Resource 4_Resource 4. 20 MW, 80 MWh battery. | 0 | 0 | 1 | 1 | 1 | 1 | 1 | 1 | 1 | 1
SDGE | New_Li_Battery | D.19-11-016 Resource 4 | 2025 | 10 | 0 |  | 0.41055 | review | 4 | Resource 4. 20 MW, 80 MWh battery. | 20 | CAISO_Battery | 0 | battery | battery_2025_10 | 100% | 1 | 8.2111 | 8.2111 | ok | new_resolve | 0 | 1 | New_Li_Battery_D.19-11-016 Resource 4_Resource 4. 20 MW, 80 MWh battery. | 0 | 0 | 1 | 1 | 1 | 1 | 1 | 1 | 1 | 1
SDGE | New_Li_Battery | D.19-11-016 Resource 4 | 2025 | 11 | 0 |  | 0.41055 | review | 4 | Resource 4. 20 MW, 80 MWh battery. | 20 | CAISO_Battery | 0 | battery | battery_2025_11 | 100% | 1 | 8.2111 | 8.2111 | ok | new_resolve | 0 | 1 | New_Li_Battery_D.19-11-016 Resource 4_Resource 4. 20 MW, 80 MWh battery. | 0 | 0 | 1 | 1 | 1 | 1 | 1 | 1 | 1 | 1
SDGE | New_Li_Battery | D.19-11-016 Resource 4 | 2025 | 12 | 0 |  | 0.41055 | review | 4 | Resource 4. 20 MW, 80 MWh battery. | 20 | CAISO_Battery | 0 | battery | battery_2025_12 | 100% | 1 | 8.2111 | 8.2111 | ok | new_resolve | 0 | 1 | New_Li_Battery_D.19-11-016 Resource 4_Resource 4. 20 MW, 80 MWh battery. | 0 | 0 | 1 | 1 | 1 | 1 | 1 | 1 | 1 | 1
SDGE | New_Li_Battery | D.19-11-016 Resource 4 | 2026 | 1 | 0 |  | 0.41055 | review | 4 | Resource 4. 20 MW, 80 MWh battery. | 20 | CAISO_Battery | 0 | battery | battery_2026_1 | 100% | 1 | 8.2111 | 8.2111 | ok | new_resolve | 0 | 1 | New_Li_Battery_D.19-11-016 Resource 4_Resource 4. 20 MW, 80 MWh battery. | 0 | 0 | 1 | 1 | 1 | 1 | 1 | 1 | 1 | 1
SDGE | New_Li_Battery | D.19-11-016 Resource 4 | 2026 | 2 | 0 |  | 0.41055 | review | 4 | Resource 4. 20 MW, 80 MWh battery. | 20 | CAISO_Battery | 0 | battery | battery_2026_2 | 100% | 1 | 8.2111 | 8.2111 | ok | new_resolve | 0 | 1 | New_Li_Battery_D.19-11-016 Resource 4_Resource 4. 20 MW, 80 MWh battery. | 0 | 0 | 1 | 1 | 1 | 1 | 1 | 1 | 1 | 1
SDGE | New_Li_Battery | D.19-11-016 Resource 4 | 2026 | 3 | 0 |  | 0.41055 | review | 4 | Resource 4. 20 MW, 80 MWh battery. | 20 | CAISO_Battery | 0 | battery | battery_2026_3 | 100% | 1 | 8.2111 | 8.2111 | ok | new_resolve | 0 | 1 | New_Li_Battery_D.19-11-016 Resource 4_Resource 4. 20 MW, 80 MWh battery. | 0 | 0 | 1 | 1 | 1 | 1 | 1 | 1 | 1 | 1
SDGE | New_Li_Battery | D.19-11-016 Resource 4 | 2026 | 4 | 0 |  | 0.41055 | review | 4 | Resource 4. 20 MW, 80 MWh battery. | 20 | CAISO_Battery | 0 | battery | battery_2026_4 | 100% | 1 | 8.2111 | 8.2111 | ok | new_resolve | 0 | 1 | New_Li_Battery_D.19-11-016 Resource 4_Resource 4. 20 MW, 80 MWh battery. | 0 | 0 | 1 | 1 | 1 | 1 | 1 | 1 | 1 | 1
SDGE | New_Li_Battery | D.19-11-016 Resource 4 | 2026 | 5 | 0 |  | 0.41055 | review | 4 | Resource 4. 20 MW, 80 MWh battery. | 20 | CAISO_Battery | 0 | battery | battery_2026_5 | 100% | 1 | 8.2111 | 8.2111 | ok | new_resolve | 0 | 1 | New_Li_Battery_D.19-11-016 Resource 4_Resource 4. 20 MW, 80 MWh battery. | 0 | 0 | 1 | 1 | 1 | 1 | 1 | 1 | 1 | 1
SDGE | New_Li_Battery | D.19-11-016 Resource 4 | 2026 | 6 | 0 |  | 0.41055 | review | 4 | Resource 4. 20 MW, 80 MWh battery. | 20 | CAISO_Battery | 0 | battery | battery_2026_6 | 100% | 1 | 8.2111 | 8.2111 | ok | new_resolve | 0 | 1 | New_Li_Battery_D.19-11-016 Resource 4_Resource 4. 20 MW, 80 MWh battery. | 0 | 0 | 1 | 1 | 1 | 1 | 1 | 1 | 1 | 1
SDGE | New_Li_Battery | D.19-11-016 Resource 4 | 2026 | 7 | 0 |  | 0.41055 | review | 4 | Resource 4. 20 MW, 80 MWh battery. | 20 | CAISO_Battery | 0 | battery | battery_2026_7 | 100% | 1 | 8.2111 | 8.2111 | ok | new_resolve | 0 | 1 | New_Li_Battery_D.19-11-016 Resource 4_Resource 4. 20 MW, 80 MWh battery. | 0 | 0 | 1 | 1 | 1 | 1 | 1 | 1 | 1 | 1
SDGE | New_Li_Battery | D.19-11-016 Resource 4 | 2026 | 8 | 0 |  | 0.41055 | review | 4 | Resource 4. 20 MW, 80 MWh battery. | 20 | CAISO_Battery | 0 | battery | battery_2026_8 | 100% | 1 | 8.2111 | 8.2111 | ok | new_resolve | 0 | 1 | New_Li_Battery_D.19-11-016 Resource 4_Resource 4. 20 MW, 80 MWh battery. | 0 | 0 | 1 | 1 | 1 | 1 | 1 | 1 | 1 | 1
SDGE | New_Li_Battery | D.19-11-016 Resource 4 | 2026 | 9 | 0 |  | 0.41055 | review | 4 | Resource 4. 20 MW, 80 MWh battery. | 20 | CAISO_Battery | 0 | battery | battery_2026_9 | 100% | 1 | 8.2111 | 8.2111 | ok | new_resolve | 0 | 1 | New_Li_Battery_D.19-11-016 Resource 4_Resource 4. 20 MW, 80 MWh battery. | 0 | 0 | 1 | 1 | 1 | 1 | 1 | 1 | 1 | 1
SDGE | New_Li_Battery | D.19-11-016 Resource 4 | 2026 | 10 | 0 |  | 0.41055 | review | 4 | Resource 4. 20 MW, 80 MWh battery. | 20 | CAISO_Battery | 0 | battery | battery_2026_10 | 100% | 1 | 8.2111 | 8.2111 | ok | new_resolve | 0 | 1 | New_Li_Battery_D.19-11-016 Resource 4_Resource 4. 20 MW, 80 MWh battery. | 0 | 0 | 1 | 1 | 1 | 1 | 1 | 1 | 1 | 1
SDGE | New_Li_Battery | D.19-11-016 Resource 4 | 2026 | 11 | 0 |  | 0.41055 | review | 4 | Resource 4. 20 MW, 80 MWh battery. | 20 | CAISO_Battery | 0 | battery | battery_2026_11 | 100% | 1 | 8.2111 | 8.2111 | ok | new_resolve | 0 | 1 | New_Li_Battery_D.19-11-016 Resource 4_Resource 4. 20 MW, 80 MWh battery. | 0 | 0 | 1 | 1 | 1 | 1 | 1 | 1 | 1 | 1
SDGE | New_Li_Battery | D.19-11-016 Resource 4 | 2026 | 12 | 0 |  | 0.41055 | review | 4 | Resource 4. 20 MW, 80 MWh battery. | 20 | CAISO_Battery | 0 | battery | battery_2026_12 | 100% | 1 | 8.2111 | 8.2111 | ok | new_resolve | 0 | 1 | New_Li_Battery_D.19-11-016 Resource 4_Resource 4. 20 MW, 80 MWh battery. | 0 | 0 | 1 | 1 | 1 | 1 | 1 | 1 | 1 | 1
SDGE | New_Li_Battery | D.19-11-016 Resource 4 | 2027 | 1 | 0 |  | 0.41055 | review | 4 | Resource 4. 20 MW, 80 MWh battery. | 20 | CAISO_Battery | 0 | battery | battery_2027_1 | 98.3% | 1 | 8.0716 | 8.0716 | ok | new_resolve | 0 | 1 | New_Li_Battery_D.19-11-016 Resource 4_Resource 4. 20 MW, 80 MWh battery. | 0 | 0 | 1 | 1 | 1 | 1 | 1 | 1 | 1 | 1
SDGE | New_Li_Battery | D.19-11-016 Resource 4 | 2027 | 2 | 0 |  | 0.41055 | review | 4 | Resource 4. 20 MW, 80 MWh battery. | 20 | CAISO_Battery | 0 | battery | battery_2027_2 | 98.3% | 1 | 8.0716 | 8.0716 | ok | new_resolve | 0 | 1 | New_Li_Battery_D.19-11-016 Resource 4_Resource 4. 20 MW, 80 MWh battery. | 0 | 0 | 1 | 1 | 1 | 1 | 1 | 1 | 1 | 1
SDGE | New_Li_Battery | D.19-11-016 Resource 4 | 2027 | 3 | 0 |  | 0.41055 | review | 4 | Resource 4. 20 MW, 80 MWh battery. | 20 | CAISO_Battery | 0 | battery | battery_2027_3 | 98.3% | 1 | 8.0716 | 8.0716 | ok | new_resolve | 0 | 1 | New_Li_Battery_D.19-11-016 Resource 4_Resource 4. 20 MW, 80 MWh battery. | 0 | 0 | 1 | 1 | 1 | 1 | 1 | 1 | 1 | 1
SDGE | New_Li_Battery | D.19-11-016 Resource 4 | 2027 | 4 | 0 |  | 0.41055 | review | 4 | Resource 4. 20 MW, 80 MWh battery. | 20 | CAISO_Battery | 0 | battery | battery_2027_4 | 98.3% | 1 | 8.0716 | 8.0716 | ok | new_resolve | 0 | 1 | New_Li_Battery_D.19-11-016 Resource 4_Resource 4. 20 MW, 80 MWh battery. | 0 | 0 | 1 | 1 | 1 | 1 | 1 | 1 | 1 | 1
SDGE | New_Li_Battery | D.19-11-016 Resource 4 | 2027 | 5 | 0 |  | 0.41055 | review | 4 | Resource 4. 20 MW, 80 MWh battery. | 20 | CAISO_Battery | 0 | battery | battery_2027_5 | 98.3% | 1 | 8.0716 | 8.0716 | ok | new_resolve | 0 | 1 | New_Li_Battery_D.19-11-016 Resource 4_Resource 4. 20 MW, 80 MWh battery. | 0 | 0 | 1 | 1 | 1 | 1 | 1 | 1 | 1 | 1
SDGE | New_Li_Battery | D.19-11-016 Resource 4 | 2027 | 6 | 0 |  | 0.41055 | review | 4 | Resource 4. 20 MW, 80 MWh battery. | 20 | CAISO_Battery | 0 | battery | battery_2027_6 | 98.3% | 1 | 8.0716 | 8.0716 | ok | new_resolve | 0 | 1 | New_Li_Battery_D.19-11-016 Resource 4_Resource 4. 20 MW, 80 MWh battery. | 0 | 0 | 1 | 1 | 1 | 1 | 1 | 1 | 1 | 1
SDGE | New_Li_Battery | D.19-11-016 Resource 4 | 2027 | 7 | 0 |  | 0.41055 | review | 4 | Resource 4. 20 MW, 80 MWh battery. | 20 | CAISO_Battery | 0 | battery | battery_2027_7 | 98.3% | 1 | 8.0716 | 8.0716 | ok | new_resolve | 0 | 1 | New_Li_Battery_D.19-11-016 Resource 4_Resource 4. 20 MW, 80 MWh battery. | 0 | 0 | 1 | 1 | 1 | 1 | 1 | 1 | 1 | 1
SDGE | New_Li_Battery | D.19-11-016 Resource 4 | 2027 | 8 | 0 |  | 0.41055 | review | 4 | Resource 4. 20 MW, 80 MWh battery. | 20 | CAISO_Battery | 0 | battery | battery_2027_8 | 98.3% | 1 | 8.0716 | 8.0716 | ok | new_resolve | 0 | 1 | New_Li_Battery_D.19-11-016 Resource 4_Resource 4. 20 MW, 80 MWh battery. | 0 | 0 | 1 | 1 | 1 | 1 | 1 | 1 | 1 | 1
SDGE | New_Li_Battery | D.19-11-016 Resource 4 | 2027 | 9 | 0 |  | 0.41055 | review | 4 | Resource 4. 20 MW, 80 MWh battery. | 20 | CAISO_Battery | 0 | battery | battery_2027_9 | 98.3% | 1 | 8.0716 | 8.0716 | ok | new_resolve | 0 | 1 | New_Li_Battery_D.19-11-016 Resource 4_Resource 4. 20 MW, 80 MWh battery. | 0 | 0 | 1 | 1 | 1 | 1 | 1 | 1 | 1 | 1
SDGE | New_Li_Battery | D.19-11-016 Resource 4 | 2027 | 10 | 0 |  | 0.41055 | review | 4 | Resource 4. 20 MW, 80 MWh battery. | 20 | CAISO_Battery | 0 | battery | battery_2027_10 | 98.3% | 1 | 8.0716 | 8.0716 | ok | new_resolve | 0 | 1 | New_Li_Battery_D.19-11-016 Resource 4_Resource 4. 20 MW, 80 MWh battery. | 0 | 0 | 1 | 1 | 1 | 1 | 1 | 1 | 1 | 1
SDGE | New_Li_Battery | D.19-11-016 Resource 4 | 2027 | 11 | 0 |  | 0.41055 | review | 4 | Resource 4. 20 MW, 80 MWh battery. | 20 | CAISO_Battery | 0 | battery | battery_2027_11 | 98.3% | 1 | 8.0716 | 8.0716 | ok | new_resolve | 0 | 1 | New_Li_Battery_D.19-11-016 Resource 4_Resource 4. 20 MW, 80 MWh battery. | 0 | 0 | 1 | 1 | 1 | 1 | 1 | 1 | 1 | 1
SDGE | New_Li_Battery | D.19-11-016 Resource 4 | 2027 | 12 | 0 |  | 0.41055 | review | 4 | Resource 4. 20 MW, 80 MWh battery. | 20 | CAISO_Battery | 0 | battery | battery_2027_12 | 98.3% | 1 | 8.0716 | 8.0716 | ok | new_resolve | 0 | 1 | New_Li_Battery_D.19-11-016 Resource 4_Resource 4. 20 MW, 80 MWh battery. | 0 | 0 | 1 | 1 | 1 | 1 | 1 | 1 | 1 | 1
SDGE | New_Li_Battery | D.19-11-016 Resource 4 | 2028 | 1 | 0 |  | 0.41055 | review | 4 | Resource 4. 20 MW, 80 MWh battery. | 20 | CAISO_Battery | 0 | battery | battery_2028_1 | 96.6% | 1 | 7.9321 | 7.9321 | ok | new_resolve | 0 | 1 | New_Li_Battery_D.19-11-016 Resource 4_Resource 4. 20 MW, 80 MWh battery. | 0 | 0 | 1 | 1 | 1 | 1 | 1 | 1 | 1 | 1
SDGE | New_Li_Battery | D.19-11-016 Resource 4 | 2028 | 2 | 0 |  | 0.41055 | review | 4 | Resource 4. 20 MW, 80 MWh battery. | 20 | CAISO_Battery | 0 | battery | battery_2028_2 | 96.6% | 1 | 7.9321 | 7.9321 | ok | new_resolve | 0 | 1 | New_Li_Battery_D.19-11-016 Resource 4_Resource 4. 20 MW, 80 MWh battery. | 0 | 0 | 1 | 1 | 1 | 1 | 1 | 1 | 1 | 1
SDGE | New_Li_Battery | D.19-11-016 Resource 4 | 2028 | 3 | 0 |  | 0.41055 | review | 4 | Resource 4. 20 MW, 80 MWh battery. | 20 | CAISO_Battery | 0 | battery | battery_2028_3 | 96.6% | 1 | 7.9321 | 7.9321 | ok | new_resolve | 0 | 1 | New_Li_Battery_D.19-11-016 Resource 4_Resource 4. 20 MW, 80 MWh battery. | 0 | 0 | 1 | 1 | 1 | 1 | 1 | 1 | 1 | 1
SDGE | New_Li_Battery | D.19-11-016 Resource 4 | 2028 | 4 | 0 |  | 0.41055 | review | 4 | Resource 4. 20 MW, 80 MWh battery. | 20 | CAISO_Battery | 0 | battery | battery_2028_4 | 96.6% | 1 | 7.9321 | 7.9321 | ok | new_resolve | 0 | 1 | New_Li_Battery_D.19-11-016 Resource 4_Resource 4. 20 MW, 80 MWh battery. | 0 | 0 | 1 | 1 | 1 | 1 | 1 | 1 | 1 | 1
SDGE | New_Li_Battery | D.19-11-016 Resource 4 | 2028 | 5 | 0 |  | 0.41055 | review | 4 | Resource 4. 20 MW, 80 MWh battery. | 20 | CAISO_Battery | 0 | battery | battery_2028_5 | 96.6% | 1 | 7.9321 | 7.9321 | ok | new_resolve | 0 | 1 | New_Li_Battery_D.19-11-016 Resource 4_Resource 4. 20 MW, 80 MWh battery. | 0 | 0 | 1 | 1 | 1 | 1 | 1 | 1 | 1 | 1
SDGE | New_Li_Battery | D.19-11-016 Resource 4 | 2028 | 6 | 0 |  | 0.41055 | review | 4 | Resource 4. 20 MW, 80 MWh battery. | 20 | CAISO_Battery | 0 | battery | battery_2028_6 | 96.6% | 1 | 7.9321 | 7.9321 | ok | new_resolve | 0 | 1 | New_Li_Battery_D.19-11-016 Resource 4_Resource 4. 20 MW, 80 MWh battery. | 0 | 0 | 1 | 1 | 1 | 1 | 1 | 1 | 1 | 1
SDGE | New_Li_Battery | D.19-11-016 Resource 4 | 2028 | 7 | 0 |  | 0.41055 | review | 4 | Resource 4. 20 MW, 80 MWh battery. | 20 | CAISO_Battery | 0 | battery | battery_2028_7 | 96.6% | 1 | 7.9321 | 7.9321 | ok | new_resolve | 0 | 1 | New_Li_Battery_D.19-11-016 Resource 4_Resource 4. 20 MW, 80 MWh battery. | 0 | 0 | 1 | 1 | 1 | 1 | 1 | 1 | 1 | 1
SDGE | New_Li_Battery | D.19-11-016 Resource 4 | 2028 | 8 | 0 |  | 0.41055 | review | 4 | Resource 4. 20 MW, 80 MWh battery. | 20 | CAISO_Battery | 0 | battery | battery_2028_8 | 96.6% | 1 | 7.9321 | 7.9321 | ok | new_resolve | 0 | 1 | New_Li_Battery_D.19-11-016 Resource 4_Resource 4. 20 MW, 80 MWh battery. | 0 | 0 | 1 | 1 | 1 | 1 | 1 | 1 | 1 | 1
SDGE | New_Li_Battery | D.19-11-016 Resource 4 | 2028 | 9 | 0 |  | 0.41055 | review | 4 | Resource 4. 20 MW, 80 MWh battery. | 20 | CAISO_Battery | 0 | battery | battery_2028_9 | 96.6% | 1 | 7.9321 | 7.9321 | ok | new_resolve | 0 | 1 | New_Li_Battery_D.19-11-016 Resource 4_Resource 4. 20 MW, 80 MWh battery. | 0 | 0 | 1 | 1 | 1 | 1 | 1 | 1 | 1 | 1
SDGE | New_Li_Battery | D.19-11-016 Resource 4 | 2028 | 10 | 0 |  | 0.41055 | review | 4 | Resource 4. 20 MW, 80 MWh battery. | 20 | CAISO_Battery | 0 | battery | battery_2028_10 | 96.6% | 1 | 7.9321 | 7.9321 | ok | new_resolve | 0 | 1 | New_Li_Battery_D.19-11-016 Resource 4_Resource 4. 20 MW, 80 MWh battery. | 0 | 0 | 1 | 1 | 1 | 1 | 1 | 1 | 1 | 1
SDGE | New_Li_Battery | D.19-11-016 Resource 4 | 2028 | 11 | 0 |  | 0.41055 | review | 4 | Resource 4. 20 MW, 80 MWh battery. | 20 | CAISO_Battery | 0 | battery | battery_2028_11 | 96.6% | 1 | 7.9321 | 7.9321 | ok | new_resolve | 0 | 1 | New_Li_Battery_D.19-11-016 Resource 4_Resource 4. 20 MW, 80 MWh battery. | 0 | 0 | 1 | 1 | 1 | 1 | 1 | 1 | 1 | 1
SDGE | New_Li_Battery | D.19-11-016 Resource 4 | 2028 | 12 | 0 |  | 0.41055 | review | 4 | Resource 4. 20 MW, 80 MWh battery. | 20 | CAISO_Battery | 0 | battery | battery_2028_12 | 96.6% | 1 | 7.9321 | 7.9321 | ok | new_resolve | 0 | 1 | New_Li_Battery_D.19-11-016 Resource 4_Resource 4. 20 MW, 80 MWh battery. | 0 | 0 | 1 | 1 | 1 | 1 | 1 | 1 | 1 | 1
SDGE | New_Li_Battery | D.19-11-016 Resource 4 | 2029 | 1 | 0 |  | 0.41055 | review | 4 | Resource 4. 20 MW, 80 MWh battery. | 20 | CAISO_Battery | 0 | battery | battery_2029_1 | 94.9% | 1 | 7.7926 | 7.7926 | ok | new_resolve | 0 | 1 | New_Li_Battery_D.19-11-016 Resource 4_Resource 4. 20 MW, 80 MWh battery. | 0 | 0 | 1 | 1 | 1 | 1 | 1 | 1 | 1 | 1
SDGE | New_Li_Battery | D.19-11-016 Resource 4 | 2029 | 2 | 0 |  | 0.41055 | review | 4 | Resource 4. 20 MW, 80 MWh battery. | 20 | CAISO_Battery | 0 | battery | battery_2029_2 | 94.9% | 1 | 7.7926 | 7.7926 | ok | new_resolve | 0 | 1 | New_Li_Battery_D.19-11-016 Resource 4_Resource 4. 20 MW, 80 MWh battery. | 0 | 0 | 1 | 1 | 1 | 1 | 1 | 1 | 1 | 1
SDGE | New_Li_Battery | D.19-11-016 Resource 4 | 2029 | 3 | 0 |  | 0.41055 | review | 4 | Resource 4. 20 MW, 80 MWh battery. | 20 | CAISO_Battery | 0 | battery | battery_2029_3 | 94.9% | 1 | 7.7926 | 7.7926 | ok | new_resolve | 0 | 1 | New_Li_Battery_D.19-11-016 Resource 4_Resource 4. 20 MW, 80 MWh battery. | 0 | 0 | 1 | 1 | 1 | 1 | 1 | 1 | 1 | 1
SDGE | New_Li_Battery | D.19-11-016 Resource 4 | 2029 | 4 | 0 |  | 0.41055 | review | 4 | Resource 4. 20 MW, 80 MWh battery. | 20 | CAISO_Battery | 0 | battery | battery_2029_4 | 94.9% | 1 | 7.7926 | 7.7926 | ok | new_resolve | 0 | 1 | New_Li_Battery_D.19-11-016 Resource 4_Resource 4. 20 MW, 80 MWh battery. | 0 | 0 | 1 | 1 | 1 | 1 | 1 | 1 | 1 | 1
SDGE | New_Li_Battery | D.19-11-016 Resource 4 | 2029 | 5 | 0 |  | 0.41055 | review | 4 | Resource 4. 20 MW, 80 MWh battery. | 20 | CAISO_Battery | 0 | battery | battery_2029_5 | 94.9% | 1 | 7.7926 | 7.7926 | ok | new_resolve | 0 | 1 | New_Li_Battery_D.19-11-016 Resource 4_Resource 4. 20 MW, 80 MWh battery. | 0 | 0 | 1 | 1 | 1 | 1 | 1 | 1 | 1 | 1
SDGE | New_Li_Battery | D.19-11-016 Resource 4 | 2029 | 6 | 0 |  | 0.41055 | review | 4 | Resource 4. 20 MW, 80 MWh battery. | 20 | CAISO_Battery | 0 | battery | battery_2029_6 | 94.9% | 1 | 7.7926 | 7.7926 | ok | new_resolve | 0 | 1 | New_Li_Battery_D.19-11-016 Resource 4_Resource 4. 20 MW, 80 MWh battery. | 0 | 0 | 1 | 1 | 1 | 1 | 1 | 1 | 1 | 1
SDGE | New_Li_Battery | D.19-11-016 Resource 4 | 2029 | 7 | 0 |  | 0.41055 | review | 4 | Resource 4. 20 MW, 80 MWh battery. | 20 | CAISO_Battery | 0 | battery | battery_2029_7 | 94.9% | 1 | 7.7926 | 7.7926 | ok | new_resolve | 0 | 1 | New_Li_Battery_D.19-11-016 Resource 4_Resource 4. 20 MW, 80 MWh battery. | 0 | 0 | 1 | 1 | 1 | 1 | 1 | 1 | 1 | 1
SDGE | New_Li_Battery | D.19-11-016 Resource 4 | 2029 | 8 | 0 |  | 0.41055 | review | 4 | Resource 4. 20 MW, 80 MWh battery. | 20 | CAISO_Battery | 0 | battery | battery_2029_8 | 94.9% | 1 | 7.7926 | 7.7926 | ok | new_resolve | 0 | 1 | New_Li_Battery_D.19-11-016 Resource 4_Resource 4. 20 MW, 80 MWh battery. | 0 | 0 | 1 | 1 | 1 | 1 | 1 | 1 | 1 | 1
SDGE | New_Li_Battery | D.19-11-016 Resource 4 | 2029 | 9 | 0 |  | 0.41055 | review | 4 | Resource 4. 20 MW, 80 MWh battery. | 20 | CAISO_Battery | 0 | battery | battery_2029_9 | 94.9% | 1 | 7.7926 | 7.7926 | ok | new_resolve | 0 | 1 | New_Li_Battery_D.19-11-016 Resource 4_Resource 4. 20 MW, 80 MWh battery. | 0 | 0 | 1 | 1 | 1 | 1 | 1 | 1 | 1 | 1
SDGE | New_Li_Battery | D.19-11-016 Resource 4 | 2029 | 10 | 0 |  | 0.41055 | review | 4 | Resource 4. 20 MW, 80 MWh battery. | 20 | CAISO_Battery | 0 | battery | battery_2029_10 | 94.9% | 1 | 7.7926 | 7.7926 | ok | new_resolve | 0 | 1 | New_Li_Battery_D.19-11-016 Resource 4_Resource 4. 20 MW, 80 MWh battery. | 0 | 0 | 1 | 1 | 1 | 1 | 1 | 1 | 1 | 1
SDGE | New_Li_Battery | D.19-11-016 Resource 4 | 2029 | 11 | 0 |  | 0.41055 | review | 4 | Resource 4. 20 MW, 80 MWh battery. | 20 | CAISO_Battery | 0 | battery | battery_2029_11 | 94.9% | 1 | 7.7926 | 7.7926 | ok | new_resolve | 0 | 1 | New_Li_Battery_D.19-11-016 Resource 4_Resource 4. 20 MW, 80 MWh battery. | 0 | 0 | 1 | 1 | 1 | 1 | 1 | 1 | 1 | 1
SDGE | New_Li_Battery | D.19-11-016 Resource 4 | 2029 | 12 | 0 |  | 0.41055 | review | 4 | Resource 4. 20 MW, 80 MWh battery. | 20 | CAISO_Battery | 0 | battery | battery_2029_12 | 94.9% | 1 | 7.7926 | 7.7926 | ok | new_resolve | 0 | 1 | New_Li_Battery_D.19-11-016 Resource 4_Resource 4. 20 MW, 80 MWh battery. | 0 | 0 | 1 | 1 | 1 | 1 | 1 | 1 | 1 | 1
SDGE | New_Li_Battery | D.19-11-016 Resource 4 | 2030 | 1 | 0 |  | 0.41055 | review | 4 | Resource 4. 20 MW, 80 MWh battery. | 20 | CAISO_Battery | 0 | battery | battery_2030_1 | 93.21% | 1 | 7.6532 | 7.6532 | ok | new_resolve | 0 | 1 | New_Li_Battery_D.19-11-016 Resource 4_Resource 4. 20 MW, 80 MWh battery. | 0 | 0 | 1 | 1 | 1 | 1 | 1 | 1 | 1 | 1
SDGE | New_Li_Battery | D.19-11-016 Resource 4 | 2030 | 2 | 0 |  | 0.41055 | review | 4 | Resource 4. 20 MW, 80 MWh battery. | 20 | CAISO_Battery | 0 | battery | battery_2030_2 | 93.21% | 1 | 7.6532 | 7.6532 | ok | new_resolve | 0 | 1 | New_Li_Battery_D.19-11-016 Resource 4_Resource 4. 20 MW, 80 MWh battery. | 0 | 0 | 1 | 1 | 1 | 1 | 1 | 1 | 1 | 1
SDGE | New_Li_Battery | D.19-11-016 Resource 4 | 2030 | 3 | 0 |  | 0.41055 | review | 4 | Resource 4. 20 MW, 80 MWh battery. | 20 | CAISO_Battery | 0 | battery | battery_2030_3 | 93.21% | 1 | 7.6532 | 7.6532 | ok | new_resolve | 0 | 1 | New_Li_Battery_D.19-11-016 Resource 4_Resource 4. 20 MW, 80 MWh battery. | 0 | 0 | 1 | 1 | 1 | 1 | 1 | 1 | 1 | 1
SDGE | New_Li_Battery | D.19-11-016 Resource 4 | 2030 | 4 | 0 |  | 0.41055 | review | 4 | Resource 4. 20 MW, 80 MWh battery. | 20 | CAISO_Battery | 0 | battery | battery_2030_4 | 93.21% | 1 | 7.6532 | 7.6532 | ok | new_resolve | 0 | 1 | New_Li_Battery_D.19-11-016 Resource 4_Resource 4. 20 MW, 80 MWh battery. | 0 | 0 | 1 | 1 | 1 | 1 | 1 | 1 | 1 | 1
SDGE | New_Li_Battery | D.19-11-016 Resource 4 | 2030 | 5 | 0 |  | 0.41055 | review | 4 | Resource 4. 20 MW, 80 MWh battery. | 20 | CAISO_Battery | 0 | battery | battery_2030_5 | 93.21% | 1 | 7.6532 | 7.6532 | ok | new_resolve | 0 | 1 | New_Li_Battery_D.19-11-016 Resource 4_Resource 4. 20 MW, 80 MWh battery. | 0 | 0 | 1 | 1 | 1 | 1 | 1 | 1 | 1 | 1
SDGE | New_Li_Battery | D.19-11-016 Resource 4 | 2030 | 6 | 0 |  | 0.41055 | review | 4 | Resource 4. 20 MW, 80 MWh battery. | 20 | CAISO_Battery | 0 | battery | battery_2030_6 | 93.21% | 1 | 7.6532 | 7.6532 | ok | new_resolve | 0 | 1 | New_Li_Battery_D.19-11-016 Resource 4_Resource 4. 20 MW, 80 MWh battery. | 0 | 0 | 1 | 1 | 1 | 1 | 1 | 1 | 1 | 1
SDGE | New_Li_Battery | D.19-11-016 Resource 4 | 2030 | 7 | 0 |  | 0.41055 | review | 4 | Resource 4. 20 MW, 80 MWh battery. | 20 | CAISO_Battery | 0 | battery | battery_2030_7 | 93.21% | 1 | 7.6532 | 7.6532 | ok | new_resolve | 0 | 1 | New_Li_Battery_D.19-11-016 Resource 4_Resource 4. 20 MW, 80 MWh battery. | 0 | 0 | 1 | 1 | 1 | 1 | 1 | 1 | 1 | 1
SDGE | New_Li_Battery | D.19-11-016 Resource 4 | 2030 | 8 | 0 |  | 0.41055 | review | 4 | Resource 4. 20 MW, 80 MWh battery. | 20 | CAISO_Battery | 0 | battery | battery_2030_8 | 93.21% | 1 | 7.6532 | 7.6532 | ok | new_resolve | 0 | 1 | New_Li_Battery_D.19-11-016 Resource 4_Resource 4. 20 MW, 80 MWh battery. | 0 | 0 | 1 | 1 | 1 | 1 | 1 | 1 | 1 | 1
SDGE | New_Li_Battery | D.19-11-016 Resource 4 | 2030 | 9 | 0 |  | 0.41055 | review | 4 | Resource 4. 20 MW, 80 MWh battery. | 20 | CAISO_Battery | 0 | battery | battery_2030_9 | 93.21% | 1 | 7.6532 | 7.6532 | ok | new_resolve | 0 | 1 | New_Li_Battery_D.19-11-016 Resource 4_Resource 4. 20 MW, 80 MWh battery. | 0 | 0 | 1 | 1 | 1 | 1 | 1 | 1 | 1 | 1
SDGE | New_Li_Battery | D.19-11-016 Resource 4 | 2030 | 10 | 0 |  | 0.41055 | review | 4 | Resource 4. 20 MW, 80 MWh battery. | 20 | CAISO_Battery | 0 | battery | battery_2030_10 | 93.21% | 1 | 7.6532 | 7.6532 | ok | new_resolve | 0 | 1 | New_Li_Battery_D.19-11-016 Resource 4_Resource 4. 20 MW, 80 MWh battery. | 0 | 0 | 1 | 1 | 1 | 1 | 1 | 1 | 1 | 1
SDGE | New_Li_Battery | D.19-11-016 Resource 4 | 2030 | 11 | 0 |  | 0.41055 | review | 4 | Resource 4. 20 MW, 80 MWh battery. | 20 | CAISO_Battery | 0 | battery | battery_2030_11 | 93.21% | 1 | 7.6532 | 7.6532 | ok | new_resolve | 0 | 1 | New_Li_Battery_D.19-11-016 Resource 4_Resource 4. 20 MW, 80 MWh battery. | 0 | 0 | 1 | 1 | 1 | 1 | 1 | 1 | 1 | 1
SDGE | New_Li_Battery | D.19-11-016 Resource 4 | 2030 | 12 | 0 |  | 0.41055 | review | 4 | Resource 4. 20 MW, 80 MWh battery. | 20 | CAISO_Battery | 0 | battery | battery_2030_12 | 93.21% | 1 | 7.6532 | 7.6532 | ok | new_resolve | 0 | 1 | New_Li_Battery_D.19-11-016 Resource 4_Resource 4. 20 MW, 80 MWh battery. | 0 | 0 | 1 | 1 | 1 | 1 | 1 | 1 | 1 | 1
SDGE | New_Li_Battery | D.19-11-016 Resource 5 | 2021 | 8 | 0 |  | 0.17889 | review | 4 | Resource 5. 20 MW, 80 MWh battery. | 20 | CAISO_Battery | 0 | battery | battery_2021_8 | 100% | 1 | 3.5778 | 3.5778 | ok | new_resolve | 0 | 1 | New_Li_Battery_D.19-11-016 Resource 5_Resource 5. 20 MW, 80 MWh battery. | 1 | 21 | 1 | 1 | 1 | 1 | 1 | 1 | 1 | 1
SDGE | New_Li_Battery | D.19-11-016 Resource 5 | 2021 | 9 | 0 |  | 0.17889 | review | 4 | Resource 5. 20 MW, 80 MWh battery. | 20 | CAISO_Battery | 0 | battery | battery_2021_9 | 100% | 1 | 3.5778 | 3.5778 | ok | new_resolve | 0 | 1 | New_Li_Battery_D.19-11-016 Resource 5_Resource 5. 20 MW, 80 MWh battery. | 0 | 0 | 1 | 1 | 1 | 1 | 1 | 1 | 1 | 1
SDGE | New_Li_Battery | D.19-11-016 Resource 5 | 2021 | 10 | 0 |  | 0.17889 | review | 4 | Resource 5. 20 MW, 80 MWh battery. | 20 | CAISO_Battery | 0 | battery | battery_2021_10 | 100% | 1 | 3.5778 | 3.5778 | ok | new_resolve | 0 | 1 | New_Li_Battery_D.19-11-016 Resource 5_Resource 5. 20 MW, 80 MWh battery. | 0 | 0 | 1 | 1 | 1 | 1 | 1 | 1 | 1 | 1
SDGE | New_Li_Battery | D.19-11-016 Resource 5 | 2021 | 11 | 0 |  | 0.17889 | review | 4 | Resource 5. 20 MW, 80 MWh battery. | 20 | CAISO_Battery | 0 | battery | battery_2021_11 | 100% | 1 | 3.5778 | 3.5778 | ok | new_resolve | 0 | 1 | New_Li_Battery_D.19-11-016 Resource 5_Resource 5. 20 MW, 80 MWh battery. | 0 | 0 | 1 | 1 | 1 | 1 | 1 | 1 | 1 | 1
SDGE | New_Li_Battery | D.19-11-016 Resource 5 | 2021 | 12 | 0 |  | 0.17889 | review | 4 | Resource 5. 20 MW, 80 MWh battery. | 20 | CAISO_Battery | 0 | battery | battery_2021_12 | 100% | 1 | 3.5778 | 3.5778 | ok | new_resolve | 0 | 1 | New_Li_Battery_D.19-11-016 Resource 5_Resource 5. 20 MW, 80 MWh battery. | 0 | 0 | 1 | 1 | 1 | 1 | 1 | 1 | 1 | 1
SDGE | New_Li_Battery | D.19-11-016 Resource 5 | 2022 | 1 | 0 |  | 0.17889 | review | 4 | Resource 5. 20 MW, 80 MWh battery. | 20 | CAISO_Battery | 0 | battery | battery_2022_1 | 100% | 1 | 3.5778 | 3.5778 | ok | new_resolve | 0 | 1 | New_Li_Battery_D.19-11-016 Resource 5_Resource 5. 20 MW, 80 MWh battery. | 0 | 0 | 1 | 1 | 1 | 1 | 1 | 1 | 1 | 1
SDGE | New_Li_Battery | D.19-11-016 Resource 5 | 2022 | 2 | 0 |  | 0.17889 | review | 4 | Resource 5. 20 MW, 80 MWh battery. | 20 | CAISO_Battery | 0 | battery | battery_2022_2 | 100% | 1 | 3.5778 | 3.5778 | ok | new_resolve | 0 | 1 | New_Li_Battery_D.19-11-016 Resource 5_Resource 5. 20 MW, 80 MWh battery. | 0 | 0 | 1 | 1 | 1 | 1 | 1 | 1 | 1 | 1
SDGE | New_Li_Battery | D.19-11-016 Resource 5 | 2022 | 3 | 0 |  | 0.17889 | review | 4 | Resource 5. 20 MW, 80 MWh battery. | 20 | CAISO_Battery | 0 | battery | battery_2022_3 | 100% | 1 | 3.5778 | 3.5778 | ok | new_resolve | 0 | 1 | New_Li_Battery_D.19-11-016 Resource 5_Resource 5. 20 MW, 80 MWh battery. | 0 | 0 | 1 | 1 | 1 | 1 | 1 | 1 | 1 | 1
SDGE | New_Li_Battery | D.19-11-016 Resource 5 | 2022 | 4 | 0 |  | 0.17889 | review | 4 | Resource 5. 20 MW, 80 MWh battery. | 20 | CAISO_Battery | 0 | battery | battery_2022_4 | 100% | 1 | 3.5778 | 3.5778 | ok | new_resolve | 0 | 1 | New_Li_Battery_D.19-11-016 Resource 5_Resource 5. 20 MW, 80 MWh battery. | 0 | 0 | 1 | 1 | 1 | 1 | 1 | 1 | 1 | 1
SDGE | New_Li_Battery | D.19-11-016 Resource 5 | 2022 | 5 | 0 |  | 0.17889 | review | 4 | Resource 5. 20 MW, 80 MWh battery. | 20 | CAISO_Battery | 0 | battery | battery_2022_5 | 100% | 1 | 3.5778 | 3.5778 | ok | new_resolve | 0 | 1 | New_Li_Battery_D.19-11-016 Resource 5_Resource 5. 20 MW, 80 MWh battery. | 0 | 0 | 1 | 1 | 1 | 1 | 1 | 1 | 1 | 1
SDGE | New_Li_Battery | D.19-11-016 Resource 5 | 2022 | 6 | 0 |  | 0.17889 | review | 4 | Resource 5. 20 MW, 80 MWh battery. | 20 | CAISO_Battery | 0 | battery | battery_2022_6 | 100% | 1 | 3.5778 | 3.5778 | ok | new_resolve | 0 | 1 | New_Li_Battery_D.19-11-016 Resource 5_Resource 5. 20 MW, 80 MWh battery. | 0 | 0 | 1 | 1 | 1 | 1 | 1 | 1 | 1 | 1
SDGE | New_Li_Battery | D.19-11-016 Resource 5 | 2022 | 7 | 0 |  | 0.17889 | review | 4 | Resource 5. 20 MW, 80 MWh battery. | 20 | CAISO_Battery | 0 | battery | battery_2022_7 | 100% | 1 | 3.5778 | 3.5778 | ok | new_resolve | 0 | 1 | New_Li_Battery_D.19-11-016 Resource 5_Resource 5. 20 MW, 80 MWh battery. | 0 | 0 | 1 | 1 | 1 | 1 | 1 | 1 | 1 | 1
SDGE | New_Li_Battery | D.19-11-016 Resource 5 | 2022 | 8 | 0 |  | 0.41055 | review | 4 | Resource 5. 20 MW, 80 MWh battery. | 20 | CAISO_Battery | 0 | battery | battery_2022_8 | 100% | 1 | 8.2111 | 8.2111 | ok | new_resolve | 0 | 1 | New_Li_Battery_D.19-11-016 Resource 5_Resource 5. 20 MW, 80 MWh battery. | 0 | 0 | 1 | 1 | 1 | 1 | 1 | 1 | 1 | 1
SDGE | New_Li_Battery | D.19-11-016 Resource 5 | 2022 | 9 | 0 |  | 0.41055 | review | 4 | Resource 5. 20 MW, 80 MWh battery. | 20 | CAISO_Battery | 0 | battery | battery_2022_9 | 100% | 1 | 8.2111 | 8.2111 | ok | new_resolve | 0 | 1 | New_Li_Battery_D.19-11-016 Resource 5_Resource 5. 20 MW, 80 MWh battery. | 0 | 0 | 1 | 1 | 1 | 1 | 1 | 1 | 1 | 1
SDGE | New_Li_Battery | D.19-11-016 Resource 5 | 2022 | 10 | 0 |  | 0.41055 | review | 4 | Resource 5. 20 MW, 80 MWh battery. | 20 | CAISO_Battery | 0 | battery | battery_2022_10 | 100% | 1 | 8.2111 | 8.2111 | ok | new_resolve | 0 | 1 | New_Li_Battery_D.19-11-016 Resource 5_Resource 5. 20 MW, 80 MWh battery. | 0 | 0 | 1 | 1 | 1 | 1 | 1 | 1 | 1 | 1
SDGE | New_Li_Battery | D.19-11-016 Resource 5 | 2022 | 11 | 0 |  | 0.41055 | review | 4 | Resource 5. 20 MW, 80 MWh battery. | 20 | CAISO_Battery | 0 | battery | battery_2022_11 | 100% | 1 | 8.2111 | 8.2111 | ok | new_resolve | 0 | 1 | New_Li_Battery_D.19-11-016 Resource 5_Resource 5. 20 MW, 80 MWh battery. | 0 | 0 | 1 | 1 | 1 | 1 | 1 | 1 | 1 | 1
SDGE | New_Li_Battery | D.19-11-016 Resource 5 | 2022 | 12 | 0 |  | 0.41055 | review | 4 | Resource 5. 20 MW, 80 MWh battery. | 20 | CAISO_Battery | 0 | battery | battery_2022_12 | 100% | 1 | 8.2111 | 8.2111 | ok | new_resolve | 0 | 1 | New_Li_Battery_D.19-11-016 Resource 5_Resource 5. 20 MW, 80 MWh battery. | 0 | 0 | 1 | 1 | 1 | 1 | 1 | 1 | 1 | 1
SDGE | New_Li_Battery | D.19-11-016 Resource 5 | 2023 | 1 | 0 |  | 0.41055 | review | 4 | Resource 5. 20 MW, 80 MWh battery. | 20 | CAISO_Battery | 0 | battery | battery_2023_1 | 100% | 1 | 8.2111 | 8.2111 | ok | new_resolve | 0 | 1 | New_Li_Battery_D.19-11-016 Resource 5_Resource 5. 20 MW, 80 MWh battery. | 0 | 0 | 1 | 1 | 1 | 1 | 1 | 1 | 1 | 1
SDGE | New_Li_Battery | D.19-11-016 Resource 5 | 2023 | 2 | 0 |  | 0.41055 | review | 4 | Resource 5. 20 MW, 80 MWh battery. | 20 | CAISO_Battery | 0 | battery | battery_2023_2 | 100% | 1 | 8.2111 | 8.2111 | ok | new_resolve | 0 | 1 | New_Li_Battery_D.19-11-016 Resource 5_Resource 5. 20 MW, 80 MWh battery. | 0 | 0 | 1 | 1 | 1 | 1 | 1 | 1 | 1 | 1
SDGE | New_Li_Battery | D.19-11-016 Resource 5 | 2023 | 3 | 0 |  | 0.41055 | review | 4 | Resource 5. 20 MW, 80 MWh battery. | 20 | CAISO_Battery | 0 | battery | battery_2023_3 | 100% | 1 | 8.2111 | 8.2111 | ok | new_resolve | 0 | 1 | New_Li_Battery_D.19-11-016 Resource 5_Resource 5. 20 MW, 80 MWh battery. | 0 | 0 | 1 | 1 | 1 | 1 | 1 | 1 | 1 | 1
SDGE | New_Li_Battery | D.19-11-016 Resource 5 | 2023 | 4 | 0 |  | 0.41055 | review | 4 | Resource 5. 20 MW, 80 MWh battery. | 20 | CAISO_Battery | 0 | battery | battery_2023_4 | 100% | 1 | 8.2111 | 8.2111 | ok | new_resolve | 0 | 1 | New_Li_Battery_D.19-11-016 Resource 5_Resource 5. 20 MW, 80 MWh battery. | 0 | 0 | 1 | 1 | 1 | 1 | 1 | 1 | 1 | 1
SDGE | New_Li_Battery | D.19-11-016 Resource 5 | 2023 | 5 | 0 |  | 0.41055 | review | 4 | Resource 5. 20 MW, 80 MWh battery. | 20 | CAISO_Battery | 0 | battery | battery_2023_5 | 100% | 1 | 8.2111 | 8.2111 | ok | new_resolve | 0 | 1 | New_Li_Battery_D.19-11-016 Resource 5_Resource 5. 20 MW, 80 MWh battery. | 0 | 0 | 1 | 1 | 1 | 1 | 1 | 1 | 1 | 1
SDGE | New_Li_Battery | D.19-11-016 Resource 5 | 2023 | 6 | 0 |  | 0.41055 | review | 4 | Resource 5. 20 MW, 80 MWh battery. | 20 | CAISO_Battery | 0 | battery | battery_2023_6 | 100% | 1 | 8.2111 | 8.2111 | ok | new_resolve | 0 | 1 | New_Li_Battery_D.19-11-016 Resource 5_Resource 5. 20 MW, 80 MWh battery. | 0 | 0 | 1 | 1 | 1 | 1 | 1 | 1 | 1 | 1
SDGE | New_Li_Battery | D.19-11-016 Resource 5 | 2023 | 7 | 0 |  | 0.41055 | review | 4 | Resource 5. 20 MW, 80 MWh battery. | 20 | CAISO_Battery | 0 | battery | battery_2023_7 | 100% | 1 | 8.2111 | 8.2111 | ok | new_resolve | 0 | 1 | New_Li_Battery_D.19-11-016 Resource 5_Resource 5. 20 MW, 80 MWh battery. | 0 | 0 | 1 | 1 | 1 | 1 | 1 | 1 | 1 | 1
SDGE | New_Li_Battery | D.19-11-016 Resource 5 | 2023 | 8 | 0 |  | 0.41055 | review | 4 | Resource 5. 20 MW, 80 MWh battery. | 20 | CAISO_Battery | 0 | battery | battery_2023_8 | 100% | 1 | 8.2111 | 8.2111 | ok | new_resolve | 0 | 1 | New_Li_Battery_D.19-11-016 Resource 5_Resource 5. 20 MW, 80 MWh battery. | 0 | 0 | 1 | 1 | 1 | 1 | 1 | 1 | 1 | 1
SDGE | New_Li_Battery | D.19-11-016 Resource 5 | 2023 | 9 | 0 |  | 0.41055 | review | 4 | Resource 5. 20 MW, 80 MWh battery. | 20 | CAISO_Battery | 0 | battery | battery_2023_9 | 100% | 1 | 8.2111 | 8.2111 | ok | new_resolve | 0 | 1 | New_Li_Battery_D.19-11-016 Resource 5_Resource 5. 20 MW, 80 MWh battery. | 0 | 0 | 1 | 1 | 1 | 1 | 1 | 1 | 1 | 1
SDGE | New_Li_Battery | D.19-11-016 Resource 5 | 2023 | 10 | 0 |  | 0.41055 | review | 4 | Resource 5. 20 MW, 80 MWh battery. | 20 | CAISO_Battery | 0 | battery | battery_2023_10 | 100% | 1 | 8.2111 | 8.2111 | ok | new_resolve | 0 | 1 | New_Li_Battery_D.19-11-016 Resource 5_Resource 5. 20 MW, 80 MWh battery. | 0 | 0 | 1 | 1 | 1 | 1 | 1 | 1 | 1 | 1
SDGE | New_Li_Battery | D.19-11-016 Resource 5 | 2023 | 11 | 0 |  | 0.41055 | review | 4 | Resource 5. 20 MW, 80 MWh battery. | 20 | CAISO_Battery | 0 | battery | battery_2023_11 | 100% | 1 | 8.2111 | 8.2111 | ok | new_resolve | 0 | 1 | New_Li_Battery_D.19-11-016 Resource 5_Resource 5. 20 MW, 80 MWh battery. | 0 | 0 | 1 | 1 | 1 | 1 | 1 | 1 | 1 | 1
SDGE | New_Li_Battery | D.19-11-016 Resource 5 | 2023 | 12 | 0 |  | 0.41055 | review | 4 | Resource 5. 20 MW, 80 MWh battery. | 20 | CAISO_Battery | 0 | battery | battery_2023_12 | 100% | 1 | 8.2111 | 8.2111 | ok | new_resolve | 0 | 1 | New_Li_Battery_D.19-11-016 Resource 5_Resource 5. 20 MW, 80 MWh battery. | 0 | 0 | 1 | 1 | 1 | 1 | 1 | 1 | 1 | 1
SDGE | New_Li_Battery | D.19-11-016 Resource 5 | 2024 | 1 | 0 |  | 0.41055 | review | 4 | Resource 5. 20 MW, 80 MWh battery. | 20 | CAISO_Battery | 0 | battery | battery_2024_1 | 100% | 1 | 8.2111 | 8.2111 | ok | new_resolve | 0 | 1 | New_Li_Battery_D.19-11-016 Resource 5_Resource 5. 20 MW, 80 MWh battery. | 0 | 0 | 1 | 1 | 1 | 1 | 1 | 1 | 1 | 1
SDGE | New_Li_Battery | D.19-11-016 Resource 5 | 2024 | 2 | 0 |  | 0.41055 | review | 4 | Resource 5. 20 MW, 80 MWh battery. | 20 | CAISO_Battery | 0 | battery | battery_2024_2 | 100% | 1 | 8.2111 | 8.2111 | ok | new_resolve | 0 | 1 | New_Li_Battery_D.19-11-016 Resource 5_Resource 5. 20 MW, 80 MWh battery. | 0 | 0 | 1 | 1 | 1 | 1 | 1 | 1 | 1 | 1
SDGE | New_Li_Battery | D.19-11-016 Resource 5 | 2024 | 3 | 0 |  | 0.41055 | review | 4 | Resource 5. 20 MW, 80 MWh battery. | 20 | CAISO_Battery | 0 | battery | battery_2024_3 | 100% | 1 | 8.2111 | 8.2111 | ok | new_resolve | 0 | 1 | New_Li_Battery_D.19-11-016 Resource 5_Resource 5. 20 MW, 80 MWh battery. | 0 | 0 | 1 | 1 | 1 | 1 | 1 | 1 | 1 | 1
SDGE | New_Li_Battery | D.19-11-016 Resource 5 | 2024 | 4 | 0 |  | 0.41055 | review | 4 | Resource 5. 20 MW, 80 MWh battery. | 20 | CAISO_Battery | 0 | battery | battery_2024_4 | 100% | 1 | 8.2111 | 8.2111 | ok | new_resolve | 0 | 1 | New_Li_Battery_D.19-11-016 Resource 5_Resource 5. 20 MW, 80 MWh battery. | 0 | 0 | 1 | 1 | 1 | 1 | 1 | 1 | 1 | 1
SDGE | New_Li_Battery | D.19-11-016 Resource 5 | 2024 | 5 | 0 |  | 0.41055 | review | 4 | Resource 5. 20 MW, 80 MWh battery. | 20 | CAISO_Battery | 0 | battery | battery_2024_5 | 100% | 1 | 8.2111 | 8.2111 | ok | new_resolve | 0 | 1 | New_Li_Battery_D.19-11-016 Resource 5_Resource 5. 20 MW, 80 MWh battery. | 0 | 0 | 1 | 1 | 1 | 1 | 1 | 1 | 1 | 1
SDGE | New_Li_Battery | D.19-11-016 Resource 5 | 2024 | 6 | 0 |  | 0.41055 | review | 4 | Resource 5. 20 MW, 80 MWh battery. | 20 | CAISO_Battery | 0 | battery | battery_2024_6 | 100% | 1 | 8.2111 | 8.2111 | ok | new_resolve | 0 | 1 | New_Li_Battery_D.19-11-016 Resource 5_Resource 5. 20 MW, 80 MWh battery. | 0 | 0 | 1 | 1 | 1 | 1 | 1 | 1 | 1 | 1
SDGE | New_Li_Battery | D.19-11-016 Resource 5 | 2024 | 7 | 0 |  | 0.41055 | review | 4 | Resource 5. 20 MW, 80 MWh battery. | 20 | CAISO_Battery | 0 | battery | battery_2024_7 | 100% | 1 | 8.2111 | 8.2111 | ok | new_resolve | 0 | 1 | New_Li_Battery_D.19-11-016 Resource 5_Resource 5. 20 MW, 80 MWh battery. | 0 | 0 | 1 | 1 | 1 | 1 | 1 | 1 | 1 | 1
SDGE | New_Li_Battery | D.19-11-016 Resource 5 | 2024 | 8 | 0 |  | 0.41055 | review | 4 | Resource 5. 20 MW, 80 MWh battery. | 20 | CAISO_Battery | 0 | battery | battery_2024_8 | 100% | 1 | 8.2111 | 8.2111 | ok | new_resolve | 0 | 1 | New_Li_Battery_D.19-11-016 Resource 5_Resource 5. 20 MW, 80 MWh battery. | 0 | 0 | 1 | 1 | 1 | 1 | 1 | 1 | 1 | 1
SDGE | New_Li_Battery | D.19-11-016 Resource 5 | 2024 | 9 | 0 |  | 0.41055 | review | 4 | Resource 5. 20 MW, 80 MWh battery. | 20 | CAISO_Battery | 0 | battery | battery_2024_9 | 100% | 1 | 8.2111 | 8.2111 | ok | new_resolve | 0 | 1 | New_Li_Battery_D.19-11-016 Resource 5_Resource 5. 20 MW, 80 MWh battery. | 0 | 0 | 1 | 1 | 1 | 1 | 1 | 1 | 1 | 1
SDGE | New_Li_Battery | D.19-11-016 Resource 5 | 2024 | 10 | 0 |  | 0.41055 | review | 4 | Resource 5. 20 MW, 80 MWh battery. | 20 | CAISO_Battery | 0 | battery | battery_2024_10 | 100% | 1 | 8.2111 | 8.2111 | ok | new_resolve | 0 | 1 | New_Li_Battery_D.19-11-016 Resource 5_Resource 5. 20 MW, 80 MWh battery. | 0 | 0 | 1 | 1 | 1 | 1 | 1 | 1 | 1 | 1
SDGE | New_Li_Battery | D.19-11-016 Resource 5 | 2024 | 11 | 0 |  | 0.41055 | review | 4 | Resource 5. 20 MW, 80 MWh battery. | 20 | CAISO_Battery | 0 | battery | battery_2024_11 | 100% | 1 | 8.2111 | 8.2111 | ok | new_resolve | 0 | 1 | New_Li_Battery_D.19-11-016 Resource 5_Resource 5. 20 MW, 80 MWh battery. | 0 | 0 | 1 | 1 | 1 | 1 | 1 | 1 | 1 | 1
SDGE | New_Li_Battery | D.19-11-016 Resource 5 | 2024 | 12 | 0 |  | 0.41055 | review | 4 | Resource 5. 20 MW, 80 MWh battery. | 20 | CAISO_Battery | 0 | battery | battery_2024_12 | 100% | 1 | 8.2111 | 8.2111 | ok | new_resolve | 0 | 1 | New_Li_Battery_D.19-11-016 Resource 5_Resource 5. 20 MW, 80 MWh battery. | 0 | 0 | 1 | 1 | 1 | 1 | 1 | 1 | 1 | 1
SDGE | New_Li_Battery | D.19-11-016 Resource 5 | 2025 | 1 | 0 |  | 0.41055 | review | 4 | Resource 5. 20 MW, 80 MWh battery. | 20 | CAISO_Battery | 0 | battery | battery_2025_1 | 100% | 1 | 8.2111 | 8.2111 | ok | new_resolve | 0 | 1 | New_Li_Battery_D.19-11-016 Resource 5_Resource 5. 20 MW, 80 MWh battery. | 0 | 0 | 1 | 1 | 1 | 1 | 1 | 1 | 1 | 1
SDGE | New_Li_Battery | D.19-11-016 Resource 5 | 2025 | 2 | 0 |  | 0.41055 | review | 4 | Resource 5. 20 MW, 80 MWh battery. | 20 | CAISO_Battery | 0 | battery | battery_2025_2 | 100% | 1 | 8.2111 | 8.2111 | ok | new_resolve | 0 | 1 | New_Li_Battery_D.19-11-016 Resource 5_Resource 5. 20 MW, 80 MWh battery. | 0 | 0 | 1 | 1 | 1 | 1 | 1 | 1 | 1 | 1
SDGE | New_Li_Battery | D.19-11-016 Resource 5 | 2025 | 3 | 0 |  | 0.41055 | review | 4 | Resource 5. 20 MW, 80 MWh battery. | 20 | CAISO_Battery | 0 | battery | battery_2025_3 | 100% | 1 | 8.2111 | 8.2111 | ok | new_resolve | 0 | 1 | New_Li_Battery_D.19-11-016 Resource 5_Resource 5. 20 MW, 80 MWh battery. | 0 | 0 | 1 | 1 | 1 | 1 | 1 | 1 | 1 | 1
SDGE | New_Li_Battery | D.19-11-016 Resource 5 | 2025 | 4 | 0 |  | 0.41055 | review | 4 | Resource 5. 20 MW, 80 MWh battery. | 20 | CAISO_Battery | 0 | battery | battery_2025_4 | 100% | 1 | 8.2111 | 8.2111 | ok | new_resolve | 0 | 1 | New_Li_Battery_D.19-11-016 Resource 5_Resource 5. 20 MW, 80 MWh battery. | 0 | 0 | 1 | 1 | 1 | 1 | 1 | 1 | 1 | 1
SDGE | New_Li_Battery | D.19-11-016 Resource 5 | 2025 | 5 | 0 |  | 0.41055 | review | 4 | Resource 5. 20 MW, 80 MWh battery. | 20 | CAISO_Battery | 0 | battery | battery_2025_5 | 100% | 1 | 8.2111 | 8.2111 | ok | new_resolve | 0 | 1 | New_Li_Battery_D.19-11-016 Resource 5_Resource 5. 20 MW, 80 MWh battery. | 0 | 0 | 1 | 1 | 1 | 1 | 1 | 1 | 1 | 1
SDGE | New_Li_Battery | D.19-11-016 Resource 5 | 2025 | 6 | 0 |  | 0.41055 | review | 4 | Resource 5. 20 MW, 80 MWh battery. | 20 | CAISO_Battery | 0 | battery | battery_2025_6 | 100% | 1 | 8.2111 | 8.2111 | ok | new_resolve | 0 | 1 | New_Li_Battery_D.19-11-016 Resource 5_Resource 5. 20 MW, 80 MWh battery. | 0 | 0 | 1 | 1 | 1 | 1 | 1 | 1 | 1 | 1
SDGE | New_Li_Battery | D.19-11-016 Resource 5 | 2025 | 7 | 0 |  | 0.41055 | review | 4 | Resource 5. 20 MW, 80 MWh battery. | 20 | CAISO_Battery | 0 | battery | battery_2025_7 | 100% | 1 | 8.2111 | 8.2111 | ok | new_resolve | 0 | 1 | New_Li_Battery_D.19-11-016 Resource 5_Resource 5. 20 MW, 80 MWh battery. | 0 | 0 | 1 | 1 | 1 | 1 | 1 | 1 | 1 | 1
SDGE | New_Li_Battery | D.19-11-016 Resource 5 | 2025 | 8 | 0 |  | 0.41055 | review | 4 | Resource 5. 20 MW, 80 MWh battery. | 20 | CAISO_Battery | 0 | battery | battery_2025_8 | 100% | 1 | 8.2111 | 8.2111 | ok | new_resolve | 0 | 1 | New_Li_Battery_D.19-11-016 Resource 5_Resource 5. 20 MW, 80 MWh battery. | 0 | 0 | 1 | 1 | 1 | 1 | 1 | 1 | 1 | 1
SDGE | New_Li_Battery | D.19-11-016 Resource 5 | 2025 | 9 | 0 |  | 0.41055 | review | 4 | Resource 5. 20 MW, 80 MWh battery. | 20 | CAISO_Battery | 0 | battery | battery_2025_9 | 100% | 1 | 8.2111 | 8.2111 | ok | new_resolve | 0 | 1 | New_Li_Battery_D.19-11-016 Resource 5_Resource 5. 20 MW, 80 MWh battery. | 0 | 0 | 1 | 1 | 1 | 1 | 1 | 1 | 1 | 1
SDGE | New_Li_Battery | D.19-11-016 Resource 5 | 2025 | 10 | 0 |  | 0.41055 | review | 4 | Resource 5. 20 MW, 80 MWh battery. | 20 | CAISO_Battery | 0 | battery | battery_2025_10 | 100% | 1 | 8.2111 | 8.2111 | ok | new_resolve | 0 | 1 | New_Li_Battery_D.19-11-016 Resource 5_Resource 5. 20 MW, 80 MWh battery. | 0 | 0 | 1 | 1 | 1 | 1 | 1 | 1 | 1 | 1
SDGE | New_Li_Battery | D.19-11-016 Resource 5 | 2025 | 11 | 0 |  | 0.41055 | review | 4 | Resource 5. 20 MW, 80 MWh battery. | 20 | CAISO_Battery | 0 | battery | battery_2025_11 | 100% | 1 | 8.2111 | 8.2111 | ok | new_resolve | 0 | 1 | New_Li_Battery_D.19-11-016 Resource 5_Resource 5. 20 MW, 80 MWh battery. | 0 | 0 | 1 | 1 | 1 | 1 | 1 | 1 | 1 | 1
SDGE | New_Li_Battery | D.19-11-016 Resource 5 | 2025 | 12 | 0 |  | 0.41055 | review | 4 | Resource 5. 20 MW, 80 MWh battery. | 20 | CAISO_Battery | 0 | battery | battery_2025_12 | 100% | 1 | 8.2111 | 8.2111 | ok | new_resolve | 0 | 1 | New_Li_Battery_D.19-11-016 Resource 5_Resource 5. 20 MW, 80 MWh battery. | 0 | 0 | 1 | 1 | 1 | 1 | 1 | 1 | 1 | 1
SDGE | New_Li_Battery | D.19-11-016 Resource 5 | 2026 | 1 | 0 |  | 0.41055 | review | 4 | Resource 5. 20 MW, 80 MWh battery. | 20 | CAISO_Battery | 0 | battery | battery_2026_1 | 100% | 1 | 8.2111 | 8.2111 | ok | new_resolve | 0 | 1 | New_Li_Battery_D.19-11-016 Resource 5_Resource 5. 20 MW, 80 MWh battery. | 0 | 0 | 1 | 1 | 1 | 1 | 1 | 1 | 1 | 1
SDGE | New_Li_Battery | D.19-11-016 Resource 5 | 2026 | 2 | 0 |  | 0.41055 | review | 4 | Resource 5. 20 MW, 80 MWh battery. | 20 | CAISO_Battery | 0 | battery | battery_2026_2 | 100% | 1 | 8.2111 | 8.2111 | ok | new_resolve | 0 | 1 | New_Li_Battery_D.19-11-016 Resource 5_Resource 5. 20 MW, 80 MWh battery. | 0 | 0 | 1 | 1 | 1 | 1 | 1 | 1 | 1 | 1
SDGE | New_Li_Battery | D.19-11-016 Resource 5 | 2026 | 3 | 0 |  | 0.41055 | review | 4 | Resource 5. 20 MW, 80 MWh battery. | 20 | CAISO_Battery | 0 | battery | battery_2026_3 | 100% | 1 | 8.2111 | 8.2111 | ok | new_resolve | 0 | 1 | New_Li_Battery_D.19-11-016 Resource 5_Resource 5. 20 MW, 80 MWh battery. | 0 | 0 | 1 | 1 | 1 | 1 | 1 | 1 | 1 | 1
SDGE | New_Li_Battery | D.19-11-016 Resource 5 | 2026 | 4 | 0 |  | 0.41055 | review | 4 | Resource 5. 20 MW, 80 MWh battery. | 20 | CAISO_Battery | 0 | battery | battery_2026_4 | 100% | 1 | 8.2111 | 8.2111 | ok | new_resolve | 0 | 1 | New_Li_Battery_D.19-11-016 Resource 5_Resource 5. 20 MW, 80 MWh battery. | 0 | 0 | 1 | 1 | 1 | 1 | 1 | 1 | 1 | 1
SDGE | New_Li_Battery | D.19-11-016 Resource 5 | 2026 | 5 | 0 |  | 0.41055 | review | 4 | Resource 5. 20 MW, 80 MWh battery. | 20 | CAISO_Battery | 0 | battery | battery_2026_5 | 100% | 1 | 8.2111 | 8.2111 | ok | new_resolve | 0 | 1 | New_Li_Battery_D.19-11-016 Resource 5_Resource 5. 20 MW, 80 MWh battery. | 0 | 0 | 1 | 1 | 1 | 1 | 1 | 1 | 1 | 1
SDGE | New_Li_Battery | D.19-11-016 Resource 5 | 2026 | 6 | 0 |  | 0.41055 | review | 4 | Resource 5. 20 MW, 80 MWh battery. | 20 | CAISO_Battery | 0 | battery | battery_2026_6 | 100% | 1 | 8.2111 | 8.2111 | ok | new_resolve | 0 | 1 | New_Li_Battery_D.19-11-016 Resource 5_Resource 5. 20 MW, 80 MWh battery. | 0 | 0 | 1 | 1 | 1 | 1 | 1 | 1 | 1 | 1
SDGE | New_Li_Battery | D.19-11-016 Resource 5 | 2026 | 7 | 0 |  | 0.41055 | review | 4 | Resource 5. 20 MW, 80 MWh battery. | 20 | CAISO_Battery | 0 | battery | battery_2026_7 | 100% | 1 | 8.2111 | 8.2111 | ok | new_resolve | 0 | 1 | New_Li_Battery_D.19-11-016 Resource 5_Resource 5. 20 MW, 80 MWh battery. | 0 | 0 | 1 | 1 | 1 | 1 | 1 | 1 | 1 | 1
SDGE | New_Li_Battery | D.19-11-016 Resource 5 | 2026 | 8 | 0 |  | 0.41055 | review | 4 | Resource 5. 20 MW, 80 MWh battery. | 20 | CAISO_Battery | 0 | battery | battery_2026_8 | 100% | 1 | 8.2111 | 8.2111 | ok | new_resolve | 0 | 1 | New_Li_Battery_D.19-11-016 Resource 5_Resource 5. 20 MW, 80 MWh battery. | 0 | 0 | 1 | 1 | 1 | 1 | 1 | 1 | 1 | 1
SDGE | New_Li_Battery | D.19-11-016 Resource 5 | 2026 | 9 | 0 |  | 0.41055 | review | 4 | Resource 5. 20 MW, 80 MWh battery. | 20 | CAISO_Battery | 0 | battery | battery_2026_9 | 100% | 1 | 8.2111 | 8.2111 | ok | new_resolve | 0 | 1 | New_Li_Battery_D.19-11-016 Resource 5_Resource 5. 20 MW, 80 MWh battery. | 0 | 0 | 1 | 1 | 1 | 1 | 1 | 1 | 1 | 1
SDGE | New_Li_Battery | D.19-11-016 Resource 5 | 2026 | 10 | 0 |  | 0.41055 | review | 4 | Resource 5. 20 MW, 80 MWh battery. | 20 | CAISO_Battery | 0 | battery | battery_2026_10 | 100% | 1 | 8.2111 | 8.2111 | ok | new_resolve | 0 | 1 | New_Li_Battery_D.19-11-016 Resource 5_Resource 5. 20 MW, 80 MWh battery. | 0 | 0 | 1 | 1 | 1 | 1 | 1 | 1 | 1 | 1
SDGE | New_Li_Battery | D.19-11-016 Resource 5 | 2026 | 11 | 0 |  | 0.41055 | review | 4 | Resource 5. 20 MW, 80 MWh battery. | 20 | CAISO_Battery | 0 | battery | battery_2026_11 | 100% | 1 | 8.2111 | 8.2111 | ok | new_resolve | 0 | 1 | New_Li_Battery_D.19-11-016 Resource 5_Resource 5. 20 MW, 80 MWh battery. | 0 | 0 | 1 | 1 | 1 | 1 | 1 | 1 | 1 | 1
SDGE | New_Li_Battery | D.19-11-016 Resource 5 | 2026 | 12 | 0 |  | 0.41055 | review | 4 | Resource 5. 20 MW, 80 MWh battery. | 20 | CAISO_Battery | 0 | battery | battery_2026_12 | 100% | 1 | 8.2111 | 8.2111 | ok | new_resolve | 0 | 1 | New_Li_Battery_D.19-11-016 Resource 5_Resource 5. 20 MW, 80 MWh battery. | 0 | 0 | 1 | 1 | 1 | 1 | 1 | 1 | 1 | 1
SDGE | New_Li_Battery | D.19-11-016 Resource 5 | 2027 | 1 | 0 |  | 0.41055 | review | 4 | Resource 5. 20 MW, 80 MWh battery. | 20 | CAISO_Battery | 0 | battery | battery_2027_1 | 98.3% | 1 | 8.0716 | 8.0716 | ok | new_resolve | 0 | 1 | New_Li_Battery_D.19-11-016 Resource 5_Resource 5. 20 MW, 80 MWh battery. | 0 | 0 | 1 | 1 | 1 | 1 | 1 | 1 | 1 | 1
SDGE | New_Li_Battery | D.19-11-016 Resource 5 | 2027 | 2 | 0 |  | 0.41055 | review | 4 | Resource 5. 20 MW, 80 MWh battery. | 20 | CAISO_Battery | 0 | battery | battery_2027_2 | 98.3% | 1 | 8.0716 | 8.0716 | ok | new_resolve | 0 | 1 | New_Li_Battery_D.19-11-016 Resource 5_Resource 5. 20 MW, 80 MWh battery. | 0 | 0 | 1 | 1 | 1 | 1 | 1 | 1 | 1 | 1
SDGE | New_Li_Battery | D.19-11-016 Resource 5 | 2027 | 3 | 0 |  | 0.41055 | review | 4 | Resource 5. 20 MW, 80 MWh battery. | 20 | CAISO_Battery | 0 | battery | battery_2027_3 | 98.3% | 1 | 8.0716 | 8.0716 | ok | new_resolve | 0 | 1 | New_Li_Battery_D.19-11-016 Resource 5_Resource 5. 20 MW, 80 MWh battery. | 0 | 0 | 1 | 1 | 1 | 1 | 1 | 1 | 1 | 1
SDGE | New_Li_Battery | D.19-11-016 Resource 5 | 2027 | 4 | 0 |  | 0.41055 | review | 4 | Resource 5. 20 MW, 80 MWh battery. | 20 | CAISO_Battery | 0 | battery | battery_2027_4 | 98.3% | 1 | 8.0716 | 8.0716 | ok | new_resolve | 0 | 1 | New_Li_Battery_D.19-11-016 Resource 5_Resource 5. 20 MW, 80 MWh battery. | 0 | 0 | 1 | 1 | 1 | 1 | 1 | 1 | 1 | 1
SDGE | New_Li_Battery | D.19-11-016 Resource 5 | 2027 | 5 | 0 |  | 0.41055 | review | 4 | Resource 5. 20 MW, 80 MWh battery. | 20 | CAISO_Battery | 0 | battery | battery_2027_5 | 98.3% | 1 | 8.0716 | 8.0716 | ok | new_resolve | 0 | 1 | New_Li_Battery_D.19-11-016 Resource 5_Resource 5. 20 MW, 80 MWh battery. | 0 | 0 | 1 | 1 | 1 | 1 | 1 | 1 | 1 | 1
SDGE | New_Li_Battery | D.19-11-016 Resource 5 | 2027 | 6 | 0 |  | 0.41055 | review | 4 | Resource 5. 20 MW, 80 MWh battery. | 20 | CAISO_Battery | 0 | battery | battery_2027_6 | 98.3% | 1 | 8.0716 | 8.0716 | ok | new_resolve | 0 | 1 | New_Li_Battery_D.19-11-016 Resource 5_Resource 5. 20 MW, 80 MWh battery. | 0 | 0 | 1 | 1 | 1 | 1 | 1 | 1 | 1 | 1
SDGE | New_Li_Battery | D.19-11-016 Resource 5 | 2027 | 7 | 0 |  | 0.41055 | review | 4 | Resource 5. 20 MW, 80 MWh battery. | 20 | CAISO_Battery | 0 | battery | battery_2027_7 | 98.3% | 1 | 8.0716 | 8.0716 | ok | new_resolve | 0 | 1 | New_Li_Battery_D.19-11-016 Resource 5_Resource 5. 20 MW, 80 MWh battery. | 0 | 0 | 1 | 1 | 1 | 1 | 1 | 1 | 1 | 1
SDGE | New_Li_Battery | D.19-11-016 Resource 5 | 2027 | 8 | 0 |  | 0.41055 | review | 4 | Resource 5. 20 MW, 80 MWh battery. | 20 | CAISO_Battery | 0 | battery | battery_2027_8 | 98.3% | 1 | 8.0716 | 8.0716 | ok | new_resolve | 0 | 1 | New_Li_Battery_D.19-11-016 Resource 5_Resource 5. 20 MW, 80 MWh battery. | 0 | 0 | 1 | 1 | 1 | 1 | 1 | 1 | 1 | 1
SDGE | New_Li_Battery | D.19-11-016 Resource 5 | 2027 | 9 | 0 |  | 0.41055 | review | 4 | Resource 5. 20 MW, 80 MWh battery. | 20 | CAISO_Battery | 0 | battery | battery_2027_9 | 98.3% | 1 | 8.0716 | 8.0716 | ok | new_resolve | 0 | 1 | New_Li_Battery_D.19-11-016 Resource 5_Resource 5. 20 MW, 80 MWh battery. | 0 | 0 | 1 | 1 | 1 | 1 | 1 | 1 | 1 | 1
SDGE | New_Li_Battery | D.19-11-016 Resource 5 | 2027 | 10 | 0 |  | 0.41055 | review | 4 | Resource 5. 20 MW, 80 MWh battery. | 20 | CAISO_Battery | 0 | battery | battery_2027_10 | 98.3% | 1 | 8.0716 | 8.0716 | ok | new_resolve | 0 | 1 | New_Li_Battery_D.19-11-016 Resource 5_Resource 5. 20 MW, 80 MWh battery. | 0 | 0 | 1 | 1 | 1 | 1 | 1 | 1 | 1 | 1
SDGE | New_Li_Battery | D.19-11-016 Resource 5 | 2027 | 11 | 0 |  | 0.41055 | review | 4 | Resource 5. 20 MW, 80 MWh battery. | 20 | CAISO_Battery | 0 | battery | battery_2027_11 | 98.3% | 1 | 8.0716 | 8.0716 | ok | new_resolve | 0 | 1 | New_Li_Battery_D.19-11-016 Resource 5_Resource 5. 20 MW, 80 MWh battery. | 0 | 0 | 1 | 1 | 1 | 1 | 1 | 1 | 1 | 1
SDGE | New_Li_Battery | D.19-11-016 Resource 5 | 2027 | 12 | 0 |  | 0.41055 | review | 4 | Resource 5. 20 MW, 80 MWh battery. | 20 | CAISO_Battery | 0 | battery | battery_2027_12 | 98.3% | 1 | 8.0716 | 8.0716 | ok | new_resolve | 0 | 1 | New_Li_Battery_D.19-11-016 Resource 5_Resource 5. 20 MW, 80 MWh battery. | 0 | 0 | 1 | 1 | 1 | 1 | 1 | 1 | 1 | 1
SDGE | New_Li_Battery | D.19-11-016 Resource 5 | 2028 | 1 | 0 |  | 0.41055 | review | 4 | Resource 5. 20 MW, 80 MWh battery. | 20 | CAISO_Battery | 0 | battery | battery_2028_1 | 96.6% | 1 | 7.9321 | 7.9321 | ok | new_resolve | 0 | 1 | New_Li_Battery_D.19-11-016 Resource 5_Resource 5. 20 MW, 80 MWh battery. | 0 | 0 | 1 | 1 | 1 | 1 | 1 | 1 | 1 | 1
SDGE | New_Li_Battery | D.19-11-016 Resource 5 | 2028 | 2 | 0 |  | 0.41055 | review | 4 | Resource 5. 20 MW, 80 MWh battery. | 20 | CAISO_Battery | 0 | battery | battery_2028_2 | 96.6% | 1 | 7.9321 | 7.9321 | ok | new_resolve | 0 | 1 | New_Li_Battery_D.19-11-016 Resource 5_Resource 5. 20 MW, 80 MWh battery. | 0 | 0 | 1 | 1 | 1 | 1 | 1 | 1 | 1 | 1
SDGE | New_Li_Battery | D.19-11-016 Resource 5 | 2028 | 3 | 0 |  | 0.41055 | review | 4 | Resource 5. 20 MW, 80 MWh battery. | 20 | CAISO_Battery | 0 | battery | battery_2028_3 | 96.6% | 1 | 7.9321 | 7.9321 | ok | new_resolve | 0 | 1 | New_Li_Battery_D.19-11-016 Resource 5_Resource 5. 20 MW, 80 MWh battery. | 0 | 0 | 1 | 1 | 1 | 1 | 1 | 1 | 1 | 1
SDGE | New_Li_Battery | D.19-11-016 Resource 5 | 2028 | 4 | 0 |  | 0.41055 | review | 4 | Resource 5. 20 MW, 80 MWh battery. | 20 | CAISO_Battery | 0 | battery | battery_2028_4 | 96.6% | 1 | 7.9321 | 7.9321 | ok | new_resolve | 0 | 1 | New_Li_Battery_D.19-11-016 Resource 5_Resource 5. 20 MW, 80 MWh battery. | 0 | 0 | 1 | 1 | 1 | 1 | 1 | 1 | 1 | 1
SDGE | New_Li_Battery | D.19-11-016 Resource 5 | 2028 | 5 | 0 |  | 0.41055 | review | 4 | Resource 5. 20 MW, 80 MWh battery. | 20 | CAISO_Battery | 0 | battery | battery_2028_5 | 96.6% | 1 | 7.9321 | 7.9321 | ok | new_resolve | 0 | 1 | New_Li_Battery_D.19-11-016 Resource 5_Resource 5. 20 MW, 80 MWh battery. | 0 | 0 | 1 | 1 | 1 | 1 | 1 | 1 | 1 | 1
SDGE | New_Li_Battery | D.19-11-016 Resource 5 | 2028 | 6 | 0 |  | 0.41055 | review | 4 | Resource 5. 20 MW, 80 MWh battery. | 20 | CAISO_Battery | 0 | battery | battery_2028_6 | 96.6% | 1 | 7.9321 | 7.9321 | ok | new_resolve | 0 | 1 | New_Li_Battery_D.19-11-016 Resource 5_Resource 5. 20 MW, 80 MWh battery. | 0 | 0 | 1 | 1 | 1 | 1 | 1 | 1 | 1 | 1
SDGE | New_Li_Battery | D.19-11-016 Resource 5 | 2028 | 7 | 0 |  | 0.41055 | review | 4 | Resource 5. 20 MW, 80 MWh battery. | 20 | CAISO_Battery | 0 | battery | battery_2028_7 | 96.6% | 1 | 7.9321 | 7.9321 | ok | new_resolve | 0 | 1 | New_Li_Battery_D.19-11-016 Resource 5_Resource 5. 20 MW, 80 MWh battery. | 0 | 0 | 1 | 1 | 1 | 1 | 1 | 1 | 1 | 1
SDGE | New_Li_Battery | D.19-11-016 Resource 5 | 2028 | 8 | 0 |  | 0.41055 | review | 4 | Resource 5. 20 MW, 80 MWh battery. | 20 | CAISO_Battery | 0 | battery | battery_2028_8 | 96.6% | 1 | 7.9321 | 7.9321 | ok | new_resolve | 0 | 1 | New_Li_Battery_D.19-11-016 Resource 5_Resource 5. 20 MW, 80 MWh battery. | 0 | 0 | 1 | 1 | 1 | 1 | 1 | 1 | 1 | 1
SDGE | New_Li_Battery | D.19-11-016 Resource 5 | 2028 | 9 | 0 |  | 0.41055 | review | 4 | Resource 5. 20 MW, 80 MWh battery. | 20 | CAISO_Battery | 0 | battery | battery_2028_9 | 96.6% | 1 | 7.9321 | 7.9321 | ok | new_resolve | 0 | 1 | New_Li_Battery_D.19-11-016 Resource 5_Resource 5. 20 MW, 80 MWh battery. | 0 | 0 | 1 | 1 | 1 | 1 | 1 | 1 | 1 | 1
SDGE | New_Li_Battery | D.19-11-016 Resource 5 | 2028 | 10 | 0 |  | 0.41055 | review | 4 | Resource 5. 20 MW, 80 MWh battery. | 20 | CAISO_Battery | 0 | battery | battery_2028_10 | 96.6% | 1 | 7.9321 | 7.9321 | ok | new_resolve | 0 | 1 | New_Li_Battery_D.19-11-016 Resource 5_Resource 5. 20 MW, 80 MWh battery. | 0 | 0 | 1 | 1 | 1 | 1 | 1 | 1 | 1 | 1
SDGE | New_Li_Battery | D.19-11-016 Resource 5 | 2028 | 11 | 0 |  | 0.41055 | review | 4 | Resource 5. 20 MW, 80 MWh battery. | 20 | CAISO_Battery | 0 | battery | battery_2028_11 | 96.6% | 1 | 7.9321 | 7.9321 | ok | new_resolve | 0 | 1 | New_Li_Battery_D.19-11-016 Resource 5_Resource 5. 20 MW, 80 MWh battery. | 0 | 0 | 1 | 1 | 1 | 1 | 1 | 1 | 1 | 1
SDGE | New_Li_Battery | D.19-11-016 Resource 5 | 2028 | 12 | 0 |  | 0.41055 | review | 4 | Resource 5. 20 MW, 80 MWh battery. | 20 | CAISO_Battery | 0 | battery | battery_2028_12 | 96.6% | 1 | 7.9321 | 7.9321 | ok | new_resolve | 0 | 1 | New_Li_Battery_D.19-11-016 Resource 5_Resource 5. 20 MW, 80 MWh battery. | 0 | 0 | 1 | 1 | 1 | 1 | 1 | 1 | 1 | 1
SDGE | New_Li_Battery | D.19-11-016 Resource 5 | 2029 | 1 | 0 |  | 0.41055 | review | 4 | Resource 5. 20 MW, 80 MWh battery. | 20 | CAISO_Battery | 0 | battery | battery_2029_1 | 94.9% | 1 | 7.7926 | 7.7926 | ok | new_resolve | 0 | 1 | New_Li_Battery_D.19-11-016 Resource 5_Resource 5. 20 MW, 80 MWh battery. | 0 | 0 | 1 | 1 | 1 | 1 | 1 | 1 | 1 | 1
SDGE | New_Li_Battery | D.19-11-016 Resource 5 | 2029 | 2 | 0 |  | 0.41055 | review | 4 | Resource 5. 20 MW, 80 MWh battery. | 20 | CAISO_Battery | 0 | battery | battery_2029_2 | 94.9% | 1 | 7.7926 | 7.7926 | ok | new_resolve | 0 | 1 | New_Li_Battery_D.19-11-016 Resource 5_Resource 5. 20 MW, 80 MWh battery. | 0 | 0 | 1 | 1 | 1 | 1 | 1 | 1 | 1 | 1
SDGE | New_Li_Battery | D.19-11-016 Resource 5 | 2029 | 3 | 0 |  | 0.41055 | review | 4 | Resource 5. 20 MW, 80 MWh battery. | 20 | CAISO_Battery | 0 | battery | battery_2029_3 | 94.9% | 1 | 7.7926 | 7.7926 | ok | new_resolve | 0 | 1 | New_Li_Battery_D.19-11-016 Resource 5_Resource 5. 20 MW, 80 MWh battery. | 0 | 0 | 1 | 1 | 1 | 1 | 1 | 1 | 1 | 1
SDGE | New_Li_Battery | D.19-11-016 Resource 5 | 2029 | 4 | 0 |  | 0.41055 | review | 4 | Resource 5. 20 MW, 80 MWh battery. | 20 | CAISO_Battery | 0 | battery | battery_2029_4 | 94.9% | 1 | 7.7926 | 7.7926 | ok | new_resolve | 0 | 1 | New_Li_Battery_D.19-11-016 Resource 5_Resource 5. 20 MW, 80 MWh battery. | 0 | 0 | 1 | 1 | 1 | 1 | 1 | 1 | 1 | 1
SDGE | New_Li_Battery | D.19-11-016 Resource 5 | 2029 | 5 | 0 |  | 0.41055 | review | 4 | Resource 5. 20 MW, 80 MWh battery. | 20 | CAISO_Battery | 0 | battery | battery_2029_5 | 94.9% | 1 | 7.7926 | 7.7926 | ok | new_resolve | 0 | 1 | New_Li_Battery_D.19-11-016 Resource 5_Resource 5. 20 MW, 80 MWh battery. | 0 | 0 | 1 | 1 | 1 | 1 | 1 | 1 | 1 | 1
SDGE | New_Li_Battery | D.19-11-016 Resource 5 | 2029 | 6 | 0 |  | 0.41055 | review | 4 | Resource 5. 20 MW, 80 MWh battery. | 20 | CAISO_Battery | 0 | battery | battery_2029_6 | 94.9% | 1 | 7.7926 | 7.7926 | ok | new_resolve | 0 | 1 | New_Li_Battery_D.19-11-016 Resource 5_Resource 5. 20 MW, 80 MWh battery. | 0 | 0 | 1 | 1 | 1 | 1 | 1 | 1 | 1 | 1
SDGE | New_Li_Battery | D.19-11-016 Resource 5 | 2029 | 7 | 0 |  | 0.41055 | review | 4 | Resource 5. 20 MW, 80 MWh battery. | 20 | CAISO_Battery | 0 | battery | battery_2029_7 | 94.9% | 1 | 7.7926 | 7.7926 | ok | new_resolve | 0 | 1 | New_Li_Battery_D.19-11-016 Resource 5_Resource 5. 20 MW, 80 MWh battery. | 0 | 0 | 1 | 1 | 1 | 1 | 1 | 1 | 1 | 1
SDGE | New_Li_Battery | D.19-11-016 Resource 5 | 2029 | 8 | 0 |  | 0.41055 | review | 4 | Resource 5. 20 MW, 80 MWh battery. | 20 | CAISO_Battery | 0 | battery | battery_2029_8 | 94.9% | 1 | 7.7926 | 7.7926 | ok | new_resolve | 0 | 1 | New_Li_Battery_D.19-11-016 Resource 5_Resource 5. 20 MW, 80 MWh battery. | 0 | 0 | 1 | 1 | 1 | 1 | 1 | 1 | 1 | 1
SDGE | New_Li_Battery | D.19-11-016 Resource 5 | 2029 | 9 | 0 |  | 0.41055 | review | 4 | Resource 5. 20 MW, 80 MWh battery. | 20 | CAISO_Battery | 0 | battery | battery_2029_9 | 94.9% | 1 | 7.7926 | 7.7926 | ok | new_resolve | 0 | 1 | New_Li_Battery_D.19-11-016 Resource 5_Resource 5. 20 MW, 80 MWh battery. | 0 | 0 | 1 | 1 | 1 | 1 | 1 | 1 | 1 | 1
SDGE | New_Li_Battery | D.19-11-016 Resource 5 | 2029 | 10 | 0 |  | 0.41055 | review | 4 | Resource 5. 20 MW, 80 MWh battery. | 20 | CAISO_Battery | 0 | battery | battery_2029_10 | 94.9% | 1 | 7.7926 | 7.7926 | ok | new_resolve | 0 | 1 | New_Li_Battery_D.19-11-016 Resource 5_Resource 5. 20 MW, 80 MWh battery. | 0 | 0 | 1 | 1 | 1 | 1 | 1 | 1 | 1 | 1
SDGE | New_Li_Battery | D.19-11-016 Resource 5 | 2029 | 11 | 0 |  | 0.41055 | review | 4 | Resource 5. 20 MW, 80 MWh battery. | 20 | CAISO_Battery | 0 | battery | battery_2029_11 | 94.9% | 1 | 7.7926 | 7.7926 | ok | new_resolve | 0 | 1 | New_Li_Battery_D.19-11-016 Resource 5_Resource 5. 20 MW, 80 MWh battery. | 0 | 0 | 1 | 1 | 1 | 1 | 1 | 1 | 1 | 1
SDGE | New_Li_Battery | D.19-11-016 Resource 5 | 2029 | 12 | 0 |  | 0.41055 | review | 4 | Resource 5. 20 MW, 80 MWh battery. | 20 | CAISO_Battery | 0 | battery | battery_2029_12 | 94.9% | 1 | 7.7926 | 7.7926 | ok | new_resolve | 0 | 1 | New_Li_Battery_D.19-11-016 Resource 5_Resource 5. 20 MW, 80 MWh battery. | 0 | 0 | 1 | 1 | 1 | 1 | 1 | 1 | 1 | 1
SDGE | New_Li_Battery | D.19-11-016 Resource 5 | 2030 | 1 | 0 |  | 0.41055 | review | 4 | Resource 5. 20 MW, 80 MWh battery. | 20 | CAISO_Battery | 0 | battery | battery_2030_1 | 93.21% | 1 | 7.6532 | 7.6532 | ok | new_resolve | 0 | 1 | New_Li_Battery_D.19-11-016 Resource 5_Resource 5. 20 MW, 80 MWh battery. | 0 | 0 | 1 | 1 | 1 | 1 | 1 | 1 | 1 | 1
SDGE | New_Li_Battery | D.19-11-016 Resource 5 | 2030 | 2 | 0 |  | 0.41055 | review | 4 | Resource 5. 20 MW, 80 MWh battery. | 20 | CAISO_Battery | 0 | battery | battery_2030_2 | 93.21% | 1 | 7.6532 | 7.6532 | ok | new_resolve | 0 | 1 | New_Li_Battery_D.19-11-016 Resource 5_Resource 5. 20 MW, 80 MWh battery. | 0 | 0 | 1 | 1 | 1 | 1 | 1 | 1 | 1 | 1
SDGE | New_Li_Battery | D.19-11-016 Resource 5 | 2030 | 3 | 0 |  | 0.41055 | review | 4 | Resource 5. 20 MW, 80 MWh battery. | 20 | CAISO_Battery | 0 | battery | battery_2030_3 | 93.21% | 1 | 7.6532 | 7.6532 | ok | new_resolve | 0 | 1 | New_Li_Battery_D.19-11-016 Resource 5_Resource 5. 20 MW, 80 MWh battery. | 0 | 0 | 1 | 1 | 1 | 1 | 1 | 1 | 1 | 1
SDGE | New_Li_Battery | D.19-11-016 Resource 5 | 2030 | 4 | 0 |  | 0.41055 | review | 4 | Resource 5. 20 MW, 80 MWh battery. | 20 | CAISO_Battery | 0 | battery | battery_2030_4 | 93.21% | 1 | 7.6532 | 7.6532 | ok | new_resolve | 0 | 1 | New_Li_Battery_D.19-11-016 Resource 5_Resource 5. 20 MW, 80 MWh battery. | 0 | 0 | 1 | 1 | 1 | 1 | 1 | 1 | 1 | 1
SDGE | New_Li_Battery | D.19-11-016 Resource 5 | 2030 | 5 | 0 |  | 0.41055 | review | 4 | Resource 5. 20 MW, 80 MWh battery. | 20 | CAISO_Battery | 0 | battery | battery_2030_5 | 93.21% | 1 | 7.6532 | 7.6532 | ok | new_resolve | 0 | 1 | New_Li_Battery_D.19-11-016 Resource 5_Resource 5. 20 MW, 80 MWh battery. | 0 | 0 | 1 | 1 | 1 | 1 | 1 | 1 | 1 | 1
SDGE | New_Li_Battery | D.19-11-016 Resource 5 | 2030 | 6 | 0 |  | 0.41055 | review | 4 | Resource 5. 20 MW, 80 MWh battery. | 20 | CAISO_Battery | 0 | battery | battery_2030_6 | 93.21% | 1 | 7.6532 | 7.6532 | ok | new_resolve | 0 | 1 | New_Li_Battery_D.19-11-016 Resource 5_Resource 5. 20 MW, 80 MWh battery. | 0 | 0 | 1 | 1 | 1 | 1 | 1 | 1 | 1 | 1
SDGE | New_Li_Battery | D.19-11-016 Resource 5 | 2030 | 7 | 0 |  | 0.41055 | review | 4 | Resource 5. 20 MW, 80 MWh battery. | 20 | CAISO_Battery | 0 | battery | battery_2030_7 | 93.21% | 1 | 7.6532 | 7.6532 | ok | new_resolve | 0 | 1 | New_Li_Battery_D.19-11-016 Resource 5_Resource 5. 20 MW, 80 MWh battery. | 0 | 0 | 1 | 1 | 1 | 1 | 1 | 1 | 1 | 1
SDGE | New_Li_Battery | D.19-11-016 Resource 5 | 2030 | 8 | 0 |  | 0.41055 | review | 4 | Resource 5. 20 MW, 80 MWh battery. | 20 | CAISO_Battery | 0 | battery | battery_2030_8 | 93.21% | 1 | 7.6532 | 7.6532 | ok | new_resolve | 0 | 1 | New_Li_Battery_D.19-11-016 Resource 5_Resource 5. 20 MW, 80 MWh battery. | 0 | 0 | 1 | 1 | 1 | 1 | 1 | 1 | 1 | 1
SDGE | New_Li_Battery | D.19-11-016 Resource 5 | 2030 | 9 | 0 |  | 0.41055 | review | 4 | Resource 5. 20 MW, 80 MWh battery. | 20 | CAISO_Battery | 0 | battery | battery_2030_9 | 93.21% | 1 | 7.6532 | 7.6532 | ok | new_resolve | 0 | 1 | New_Li_Battery_D.19-11-016 Resource 5_Resource 5. 20 MW, 80 MWh battery. | 0 | 0 | 1 | 1 | 1 | 1 | 1 | 1 | 1 | 1
SDGE | New_Li_Battery | D.19-11-016 Resource 5 | 2030 | 10 | 0 |  | 0.41055 | review | 4 | Resource 5. 20 MW, 80 MWh battery. | 20 | CAISO_Battery | 0 | battery | battery_2030_10 | 93.21% | 1 | 7.6532 | 7.6532 | ok | new_resolve | 0 | 1 | New_Li_Battery_D.19-11-016 Resource 5_Resource 5. 20 MW, 80 MWh battery. | 0 | 0 | 1 | 1 | 1 | 1 | 1 | 1 | 1 | 1
SDGE | New_Li_Battery | D.19-11-016 Resource 5 | 2030 | 11 | 0 |  | 0.41055 | review | 4 | Resource 5. 20 MW, 80 MWh battery. | 20 | CAISO_Battery | 0 | battery | battery_2030_11 | 93.21% | 1 | 7.6532 | 7.6532 | ok | new_resolve | 0 | 1 | New_Li_Battery_D.19-11-016 Resource 5_Resource 5. 20 MW, 80 MWh battery. | 0 | 0 | 1 | 1 | 1 | 1 | 1 | 1 | 1 | 1
SDGE | New_Li_Battery | D.19-11-016 Resource 5 | 2030 | 12 | 0 |  | 0.41055 | review | 4 | Resource 5. 20 MW, 80 MWh battery. | 20 | CAISO_Battery | 0 | battery | battery_2030_12 | 93.21% | 1 | 7.6532 | 7.6532 | ok | new_resolve | 0 | 1 | New_Li_Battery_D.19-11-016 Resource 5_Resource 5. 20 MW, 80 MWh battery. | 0 | 0 | 1 | 1 | 1 | 1 | 1 | 1 | 1 | 1
SDGE | New_Li_Battery | D.19-11-016 Resource 6 | 2021 | 8 | 0 |  | 0.17889 | review | 4 | Resource 6. 104 MW, 416 MWh battery. | 104 | CAISO_Battery | 0 | battery | battery_2021_8 | 100% | 1 | 18.6047 | 18.6047 | ok | new_resolve | 0 | 1 | New_Li_Battery_D.19-11-016 Resource 6_Resource 6. 104 MW, 416 MWh battery. | 1 | 22 | 1 | 1 | 1 | 1 | 1 | 1 | 1 | 1
SDGE | New_Li_Battery | D.19-11-016 Resource 6 | 2021 | 9 | 0 |  | 0.17889 | review | 4 | Resource 6. 104 MW, 416 MWh battery. | 104 | CAISO_Battery | 0 | battery | battery_2021_9 | 100% | 1 | 18.6047 | 18.6047 | ok | new_resolve | 0 | 1 | New_Li_Battery_D.19-11-016 Resource 6_Resource 6. 104 MW, 416 MWh battery. | 0 | 0 | 1 | 1 | 1 | 1 | 1 | 1 | 1 | 1
SDGE | New_Li_Battery | D.19-11-016 Resource 6 | 2021 | 10 | 0 |  | 0.17889 | review | 4 | Resource 6. 104 MW, 416 MWh battery. | 104 | CAISO_Battery | 0 | battery | battery_2021_10 | 100% | 1 | 18.6047 | 18.6047 | ok | new_resolve | 0 | 1 | New_Li_Battery_D.19-11-016 Resource 6_Resource 6. 104 MW, 416 MWh battery. | 0 | 0 | 1 | 1 | 1 | 1 | 1 | 1 | 1 | 1
SDGE | New_Li_Battery | D.19-11-016 Resource 6 | 2021 | 11 | 0 |  | 0.17889 | review | 4 | Resource 6. 104 MW, 416 MWh battery. | 104 | CAISO_Battery | 0 | battery | battery_2021_11 | 100% | 1 | 18.6047 | 18.6047 | ok | new_resolve | 0 | 1 | New_Li_Battery_D.19-11-016 Resource 6_Resource 6. 104 MW, 416 MWh battery. | 0 | 0 | 1 | 1 | 1 | 1 | 1 | 1 | 1 | 1
SDGE | New_Li_Battery | D.19-11-016 Resource 6 | 2021 | 12 | 0 |  | 0.17889 | review | 4 | Resource 6. 104 MW, 416 MWh battery. | 104 | CAISO_Battery | 0 | battery | battery_2021_12 | 100% | 1 | 18.6047 | 18.6047 | ok | new_resolve | 0 | 1 | New_Li_Battery_D.19-11-016 Resource 6_Resource 6. 104 MW, 416 MWh battery. | 0 | 0 | 1 | 1 | 1 | 1 | 1 | 1 | 1 | 1
SDGE | New_Li_Battery | D.19-11-016 Resource 6 | 2022 | 1 | 0 |  | 0.17889 | review | 4 | Resource 6. 104 MW, 416 MWh battery. | 104 | CAISO_Battery | 0 | battery | battery_2022_1 | 100% | 1 | 18.6047 | 18.6047 | ok | new_resolve | 0 | 1 | New_Li_Battery_D.19-11-016 Resource 6_Resource 6. 104 MW, 416 MWh battery. | 0 | 0 | 1 | 1 | 1 | 1 | 1 | 1 | 1 | 1
SDGE | New_Li_Battery | D.19-11-016 Resource 6 | 2022 | 2 | 0 |  | 0.17889 | review | 4 | Resource 6. 104 MW, 416 MWh battery. | 104 | CAISO_Battery | 0 | battery | battery_2022_2 | 100% | 1 | 18.6047 | 18.6047 | ok | new_resolve | 0 | 1 | New_Li_Battery_D.19-11-016 Resource 6_Resource 6. 104 MW, 416 MWh battery. | 0 | 0 | 1 | 1 | 1 | 1 | 1 | 1 | 1 | 1
SDGE | New_Li_Battery | D.19-11-016 Resource 6 | 2022 | 3 | 0 |  | 0.17889 | review | 4 | Resource 6. 104 MW, 416 MWh battery. | 104 | CAISO_Battery | 0 | battery | battery_2022_3 | 100% | 1 | 18.6047 | 18.6047 | ok | new_resolve | 0 | 1 | New_Li_Battery_D.19-11-016 Resource 6_Resource 6. 104 MW, 416 MWh battery. | 0 | 0 | 1 | 1 | 1 | 1 | 1 | 1 | 1 | 1
SDGE | New_Li_Battery | D.19-11-016 Resource 6 | 2022 | 4 | 0 |  | 0.17889 | review | 4 | Resource 6. 104 MW, 416 MWh battery. | 104 | CAISO_Battery | 0 | battery | battery_2022_4 | 100% | 1 | 18.6047 | 18.6047 | ok | new_resolve | 0 | 1 | New_Li_Battery_D.19-11-016 Resource 6_Resource 6. 104 MW, 416 MWh battery. | 0 | 0 | 1 | 1 | 1 | 1 | 1 | 1 | 1 | 1
SDGE | New_Li_Battery | D.19-11-016 Resource 6 | 2022 | 5 | 0 |  | 0.17889 | review | 4 | Resource 6. 104 MW, 416 MWh battery. | 104 | CAISO_Battery | 0 | battery | battery_2022_5 | 100% | 1 | 18.6047 | 18.6047 | ok | new_resolve | 0 | 1 | New_Li_Battery_D.19-11-016 Resource 6_Resource 6. 104 MW, 416 MWh battery. | 0 | 0 | 1 | 1 | 1 | 1 | 1 | 1 | 1 | 1
SDGE | New_Li_Battery | D.19-11-016 Resource 6 | 2022 | 6 | 0 |  | 0.17889 | review | 4 | Resource 6. 104 MW, 416 MWh battery. | 104 | CAISO_Battery | 0 | battery | battery_2022_6 | 100% | 1 | 18.6047 | 18.6047 | ok | new_resolve | 0 | 1 | New_Li_Battery_D.19-11-016 Resource 6_Resource 6. 104 MW, 416 MWh battery. | 0 | 0 | 1 | 1 | 1 | 1 | 1 | 1 | 1 | 1
SDGE | New_Li_Battery | D.19-11-016 Resource 6 | 2022 | 7 | 0 |  | 0.17889 | review | 4 | Resource 6. 104 MW, 416 MWh battery. | 104 | CAISO_Battery | 0 | battery | battery_2022_7 | 100% | 1 | 18.6047 | 18.6047 | ok | new_resolve | 0 | 1 | New_Li_Battery_D.19-11-016 Resource 6_Resource 6. 104 MW, 416 MWh battery. | 0 | 0 | 1 | 1 | 1 | 1 | 1 | 1 | 1 | 1
SDGE | New_Li_Battery | D.19-11-016 Resource 6 | 2022 | 8 | 0 |  | 0.41055 | review | 4 | Resource 6. 104 MW, 416 MWh battery. | 104 | CAISO_Battery | 0 | battery | battery_2022_8 | 100% | 1 | 42.6976 | 42.6976 | ok | new_resolve | 0 | 1 | New_Li_Battery_D.19-11-016 Resource 6_Resource 6. 104 MW, 416 MWh battery. | 0 | 0 | 1 | 1 | 1 | 1 | 1 | 1 | 1 | 1
SDGE | New_Li_Battery | D.19-11-016 Resource 6 | 2022 | 9 | 0 |  | 0.41055 | review | 4 | Resource 6. 104 MW, 416 MWh battery. | 104 | CAISO_Battery | 0 | battery | battery_2022_9 | 100% | 1 | 42.6976 | 42.6976 | ok | new_resolve | 0 | 1 | New_Li_Battery_D.19-11-016 Resource 6_Resource 6. 104 MW, 416 MWh battery. | 0 | 0 | 1 | 1 | 1 | 1 | 1 | 1 | 1 | 1
SDGE | New_Li_Battery | D.19-11-016 Resource 6 | 2022 | 10 | 0 |  | 0.41055 | review | 4 | Resource 6. 104 MW, 416 MWh battery. | 104 | CAISO_Battery | 0 | battery | battery_2022_10 | 100% | 1 | 42.6976 | 42.6976 | ok | new_resolve | 0 | 1 | New_Li_Battery_D.19-11-016 Resource 6_Resource 6. 104 MW, 416 MWh battery. | 0 | 0 | 1 | 1 | 1 | 1 | 1 | 1 | 1 | 1
SDGE | New_Li_Battery | D.19-11-016 Resource 6 | 2022 | 11 | 0 |  | 0.41055 | review | 4 | Resource 6. 104 MW, 416 MWh battery. | 104 | CAISO_Battery | 0 | battery | battery_2022_11 | 100% | 1 | 42.6976 | 42.6976 | ok | new_resolve | 0 | 1 | New_Li_Battery_D.19-11-016 Resource 6_Resource 6. 104 MW, 416 MWh battery. | 0 | 0 | 1 | 1 | 1 | 1 | 1 | 1 | 1 | 1
SDGE | New_Li_Battery | D.19-11-016 Resource 6 | 2022 | 12 | 0 |  | 0.41055 | review | 4 | Resource 6. 104 MW, 416 MWh battery. | 104 | CAISO_Battery | 0 | battery | battery_2022_12 | 100% | 1 | 42.6976 | 42.6976 | ok | new_resolve | 0 | 1 | New_Li_Battery_D.19-11-016 Resource 6_Resource 6. 104 MW, 416 MWh battery. | 0 | 0 | 1 | 1 | 1 | 1 | 1 | 1 | 1 | 1
SDGE | New_Li_Battery | D.19-11-016 Resource 6 | 2023 | 1 | 0 |  | 0.41055 | review | 4 | Resource 6. 104 MW, 416 MWh battery. | 104 | CAISO_Battery | 0 | battery | battery_2023_1 | 100% | 1 | 42.6976 | 42.6976 | ok | new_resolve | 0 | 1 | New_Li_Battery_D.19-11-016 Resource 6_Resource 6. 104 MW, 416 MWh battery. | 0 | 0 | 1 | 1 | 1 | 1 | 1 | 1 | 1 | 1
SDGE | New_Li_Battery | D.19-11-016 Resource 6 | 2023 | 2 | 0 |  | 0.41055 | review | 4 | Resource 6. 104 MW, 416 MWh battery. | 104 | CAISO_Battery | 0 | battery | battery_2023_2 | 100% | 1 | 42.6976 | 42.6976 | ok | new_resolve | 0 | 1 | New_Li_Battery_D.19-11-016 Resource 6_Resource 6. 104 MW, 416 MWh battery. | 0 | 0 | 1 | 1 | 1 | 1 | 1 | 1 | 1 | 1
SDGE | New_Li_Battery | D.19-11-016 Resource 6 | 2023 | 3 | 0 |  | 0.41055 | review | 4 | Resource 6. 104 MW, 416 MWh battery. | 104 | CAISO_Battery | 0 | battery | battery_2023_3 | 100% | 1 | 42.6976 | 42.6976 | ok | new_resolve | 0 | 1 | New_Li_Battery_D.19-11-016 Resource 6_Resource 6. 104 MW, 416 MWh battery. | 0 | 0 | 1 | 1 | 1 | 1 | 1 | 1 | 1 | 1
SDGE | New_Li_Battery | D.19-11-016 Resource 6 | 2023 | 4 | 0 |  | 0.41055 | review | 4 | Resource 6. 104 MW, 416 MWh battery. | 104 | CAISO_Battery | 0 | battery | battery_2023_4 | 100% | 1 | 42.6976 | 42.6976 | ok | new_resolve | 0 | 1 | New_Li_Battery_D.19-11-016 Resource 6_Resource 6. 104 MW, 416 MWh battery. | 0 | 0 | 1 | 1 | 1 | 1 | 1 | 1 | 1 | 1
SDGE | New_Li_Battery | D.19-11-016 Resource 6 | 2023 | 5 | 0 |  | 0.41055 | review | 4 | Resource 6. 104 MW, 416 MWh battery. | 104 | CAISO_Battery | 0 | battery | battery_2023_5 | 100% | 1 | 42.6976 | 42.6976 | ok | new_resolve | 0 | 1 | New_Li_Battery_D.19-11-016 Resource 6_Resource 6. 104 MW, 416 MWh battery. | 0 | 0 | 1 | 1 | 1 | 1 | 1 | 1 | 1 | 1
SDGE | New_Li_Battery | D.19-11-016 Resource 6 | 2023 | 6 | 0 |  | 0.41055 | review | 4 | Resource 6. 104 MW, 416 MWh battery. | 104 | CAISO_Battery | 0 | battery | battery_2023_6 | 100% | 1 | 42.6976 | 42.6976 | ok | new_resolve | 0 | 1 | New_Li_Battery_D.19-11-016 Resource 6_Resource 6. 104 MW, 416 MWh battery. | 0 | 0 | 1 | 1 | 1 | 1 | 1 | 1 | 1 | 1
SDGE | New_Li_Battery | D.19-11-016 Resource 6 | 2023 | 7 | 0 |  | 0.41055 | review | 4 | Resource 6. 104 MW, 416 MWh battery. | 104 | CAISO_Battery | 0 | battery | battery_2023_7 | 100% | 1 | 42.6976 | 42.6976 | ok | new_resolve | 0 | 1 | New_Li_Battery_D.19-11-016 Resource 6_Resource 6. 104 MW, 416 MWh battery. | 0 | 0 | 1 | 1 | 1 | 1 | 1 | 1 | 1 | 1
SDGE | New_Li_Battery | D.19-11-016 Resource 6 | 2023 | 8 | 0 |  | 0.41055 | review | 4 | Resource 6. 104 MW, 416 MWh battery. | 104 | CAISO_Battery | 0 | battery | battery_2023_8 | 100% | 1 | 42.6976 | 42.6976 | ok | new_resolve | 0 | 1 | New_Li_Battery_D.19-11-016 Resource 6_Resource 6. 104 MW, 416 MWh battery. | 0 | 0 | 1 | 1 | 1 | 1 | 1 | 1 | 1 | 1
SDGE | New_Li_Battery | D.19-11-016 Resource 6 | 2023 | 9 | 0 |  | 0.41055 | review | 4 | Resource 6. 104 MW, 416 MWh battery. | 104 | CAISO_Battery | 0 | battery | battery_2023_9 | 100% | 1 | 42.6976 | 42.6976 | ok | new_resolve | 0 | 1 | New_Li_Battery_D.19-11-016 Resource 6_Resource 6. 104 MW, 416 MWh battery. | 0 | 0 | 1 | 1 | 1 | 1 | 1 | 1 | 1 | 1
SDGE | New_Li_Battery | D.19-11-016 Resource 6 | 2023 | 10 | 0 |  | 0.41055 | review | 4 | Resource 6. 104 MW, 416 MWh battery. | 104 | CAISO_Battery | 0 | battery | battery_2023_10 | 100% | 1 | 42.6976 | 42.6976 | ok | new_resolve | 0 | 1 | New_Li_Battery_D.19-11-016 Resource 6_Resource 6. 104 MW, 416 MWh battery. | 0 | 0 | 1 | 1 | 1 | 1 | 1 | 1 | 1 | 1
SDGE | New_Li_Battery | D.19-11-016 Resource 6 | 2023 | 11 | 0 |  | 0.41055 | review | 4 | Resource 6. 104 MW, 416 MWh battery. | 104 | CAISO_Battery | 0 | battery | battery_2023_11 | 100% | 1 | 42.6976 | 42.6976 | ok | new_resolve | 0 | 1 | New_Li_Battery_D.19-11-016 Resource 6_Resource 6. 104 MW, 416 MWh battery. | 0 | 0 | 1 | 1 | 1 | 1 | 1 | 1 | 1 | 1
SDGE | New_Li_Battery | D.19-11-016 Resource 6 | 2023 | 12 | 0 |  | 0.41055 | review | 4 | Resource 6. 104 MW, 416 MWh battery. | 104 | CAISO_Battery | 0 | battery | battery_2023_12 | 100% | 1 | 42.6976 | 42.6976 | ok | new_resolve | 0 | 1 | New_Li_Battery_D.19-11-016 Resource 6_Resource 6. 104 MW, 416 MWh battery. | 0 | 0 | 1 | 1 | 1 | 1 | 1 | 1 | 1 | 1
SDGE | New_Li_Battery | D.19-11-016 Resource 6 | 2024 | 1 | 0 |  | 0.41055 | review | 4 | Resource 6. 104 MW, 416 MWh battery. | 104 | CAISO_Battery | 0 | battery | battery_2024_1 | 100% | 1 | 42.6976 | 42.6976 | ok | new_resolve | 0 | 1 | New_Li_Battery_D.19-11-016 Resource 6_Resource 6. 104 MW, 416 MWh battery. | 0 | 0 | 1 | 1 | 1 | 1 | 1 | 1 | 1 | 1
SDGE | New_Li_Battery | D.19-11-016 Resource 6 | 2024 | 2 | 0 |  | 0.41055 | review | 4 | Resource 6. 104 MW, 416 MWh battery. | 104 | CAISO_Battery | 0 | battery | battery_2024_2 | 100% | 1 | 42.6976 | 42.6976 | ok | new_resolve | 0 | 1 | New_Li_Battery_D.19-11-016 Resource 6_Resource 6. 104 MW, 416 MWh battery. | 0 | 0 | 1 | 1 | 1 | 1 | 1 | 1 | 1 | 1
SDGE | New_Li_Battery | D.19-11-016 Resource 6 | 2024 | 3 | 0 |  | 0.41055 | review | 4 | Resource 6. 104 MW, 416 MWh battery. | 104 | CAISO_Battery | 0 | battery | battery_2024_3 | 100% | 1 | 42.6976 | 42.6976 | ok | new_resolve | 0 | 1 | New_Li_Battery_D.19-11-016 Resource 6_Resource 6. 104 MW, 416 MWh battery. | 0 | 0 | 1 | 1 | 1 | 1 | 1 | 1 | 1 | 1
SDGE | New_Li_Battery | D.19-11-016 Resource 6 | 2024 | 4 | 0 |  | 0.41055 | review | 4 | Resource 6. 104 MW, 416 MWh battery. | 104 | CAISO_Battery | 0 | battery | battery_2024_4 | 100% | 1 | 42.6976 | 42.6976 | ok | new_resolve | 0 | 1 | New_Li_Battery_D.19-11-016 Resource 6_Resource 6. 104 MW, 416 MWh battery. | 0 | 0 | 1 | 1 | 1 | 1 | 1 | 1 | 1 | 1
SDGE | New_Li_Battery | D.19-11-016 Resource 6 | 2024 | 5 | 0 |  | 0.41055 | review | 4 | Resource 6. 104 MW, 416 MWh battery. | 104 | CAISO_Battery | 0 | battery | battery_2024_5 | 100% | 1 | 42.6976 | 42.6976 | ok | new_resolve | 0 | 1 | New_Li_Battery_D.19-11-016 Resource 6_Resource 6. 104 MW, 416 MWh battery. | 0 | 0 | 1 | 1 | 1 | 1 | 1 | 1 | 1 | 1
SDGE | New_Li_Battery | D.19-11-016 Resource 6 | 2024 | 6 | 0 |  | 0.41055 | review | 4 | Resource 6. 104 MW, 416 MWh battery. | 104 | CAISO_Battery | 0 | battery | battery_2024_6 | 100% | 1 | 42.6976 | 42.6976 | ok | new_resolve | 0 | 1 | New_Li_Battery_D.19-11-016 Resource 6_Resource 6. 104 MW, 416 MWh battery. | 0 | 0 | 1 | 1 | 1 | 1 | 1 | 1 | 1 | 1
SDGE | New_Li_Battery | D.19-11-016 Resource 6 | 2024 | 7 | 0 |  | 0.41055 | review | 4 | Resource 6. 104 MW, 416 MWh battery. | 104 | CAISO_Battery | 0 | battery | battery_2024_7 | 100% | 1 | 42.6976 | 42.6976 | ok | new_resolve | 0 | 1 | New_Li_Battery_D.19-11-016 Resource 6_Resource 6. 104 MW, 416 MWh battery. | 0 | 0 | 1 | 1 | 1 | 1 | 1 | 1 | 1 | 1
SDGE | New_Li_Battery | D.19-11-016 Resource 6 | 2024 | 8 | 0 |  | 0.41055 | review | 4 | Resource 6. 104 MW, 416 MWh battery. | 104 | CAISO_Battery | 0 | battery | battery_2024_8 | 100% | 1 | 42.6976 | 42.6976 | ok | new_resolve | 0 | 1 | New_Li_Battery_D.19-11-016 Resource 6_Resource 6. 104 MW, 416 MWh battery. | 0 | 0 | 1 | 1 | 1 | 1 | 1 | 1 | 1 | 1
SDGE | New_Li_Battery | D.19-11-016 Resource 6 | 2024 | 9 | 0 |  | 0.41055 | review | 4 | Resource 6. 104 MW, 416 MWh battery. | 104 | CAISO_Battery | 0 | battery | battery_2024_9 | 100% | 1 | 42.6976 | 42.6976 | ok | new_resolve | 0 | 1 | New_Li_Battery_D.19-11-016 Resource 6_Resource 6. 104 MW, 416 MWh battery. | 0 | 0 | 1 | 1 | 1 | 1 | 1 | 1 | 1 | 1
SDGE | New_Li_Battery | D.19-11-016 Resource 6 | 2024 | 10 | 0 |  | 0.41055 | review | 4 | Resource 6. 104 MW, 416 MWh battery. | 104 | CAISO_Battery | 0 | battery | battery_2024_10 | 100% | 1 | 42.6976 | 42.6976 | ok | new_resolve | 0 | 1 | New_Li_Battery_D.19-11-016 Resource 6_Resource 6. 104 MW, 416 MWh battery. | 0 | 0 | 1 | 1 | 1 | 1 | 1 | 1 | 1 | 1
SDGE | New_Li_Battery | D.19-11-016 Resource 6 | 2024 | 11 | 0 |  | 0.41055 | review | 4 | Resource 6. 104 MW, 416 MWh battery. | 104 | CAISO_Battery | 0 | battery | battery_2024_11 | 100% | 1 | 42.6976 | 42.6976 | ok | new_resolve | 0 | 1 | New_Li_Battery_D.19-11-016 Resource 6_Resource 6. 104 MW, 416 MWh battery. | 0 | 0 | 1 | 1 | 1 | 1 | 1 | 1 | 1 | 1
SDGE | New_Li_Battery | D.19-11-016 Resource 6 | 2024 | 12 | 0 |  | 0.41055 | review | 4 | Resource 6. 104 MW, 416 MWh battery. | 104 | CAISO_Battery | 0 | battery | battery_2024_12 | 100% | 1 | 42.6976 | 42.6976 | ok | new_resolve | 0 | 1 | New_Li_Battery_D.19-11-016 Resource 6_Resource 6. 104 MW, 416 MWh battery. | 0 | 0 | 1 | 1 | 1 | 1 | 1 | 1 | 1 | 1
SDGE | New_Li_Battery | D.19-11-016 Resource 6 | 2025 | 1 | 0 |  | 0.41055 | review | 4 | Resource 6. 104 MW, 416 MWh battery. | 104 | CAISO_Battery | 0 | battery | battery_2025_1 | 100% | 1 | 42.6976 | 42.6976 | ok | new_resolve | 0 | 1 | New_Li_Battery_D.19-11-016 Resource 6_Resource 6. 104 MW, 416 MWh battery. | 0 | 0 | 1 | 1 | 1 | 1 | 1 | 1 | 1 | 1
SDGE | New_Li_Battery | D.19-11-016 Resource 6 | 2025 | 2 | 0 |  | 0.41055 | review | 4 | Resource 6. 104 MW, 416 MWh battery. | 104 | CAISO_Battery | 0 | battery | battery_2025_2 | 100% | 1 | 42.6976 | 42.6976 | ok | new_resolve | 0 | 1 | New_Li_Battery_D.19-11-016 Resource 6_Resource 6. 104 MW, 416 MWh battery. | 0 | 0 | 1 | 1 | 1 | 1 | 1 | 1 | 1 | 1
SDGE | New_Li_Battery | D.19-11-016 Resource 6 | 2025 | 3 | 0 |  | 0.41055 | review | 4 | Resource 6. 104 MW, 416 MWh battery. | 104 | CAISO_Battery | 0 | battery | battery_2025_3 | 100% | 1 | 42.6976 | 42.6976 | ok | new_resolve | 0 | 1 | New_Li_Battery_D.19-11-016 Resource 6_Resource 6. 104 MW, 416 MWh battery. | 0 | 0 | 1 | 1 | 1 | 1 | 1 | 1 | 1 | 1
SDGE | New_Li_Battery | D.19-11-016 Resource 6 | 2025 | 4 | 0 |  | 0.41055 | review | 4 | Resource 6. 104 MW, 416 MWh battery. | 104 | CAISO_Battery | 0 | battery | battery_2025_4 | 100% | 1 | 42.6976 | 42.6976 | ok | new_resolve | 0 | 1 | New_Li_Battery_D.19-11-016 Resource 6_Resource 6. 104 MW, 416 MWh battery. | 0 | 0 | 1 | 1 | 1 | 1 | 1 | 1 | 1 | 1
SDGE | New_Li_Battery | D.19-11-016 Resource 6 | 2025 | 5 | 0 |  | 0.41055 | review | 4 | Resource 6. 104 MW, 416 MWh battery. | 104 | CAISO_Battery | 0 | battery | battery_2025_5 | 100% | 1 | 42.6976 | 42.6976 | ok | new_resolve | 0 | 1 | New_Li_Battery_D.19-11-016 Resource 6_Resource 6. 104 MW, 416 MWh battery. | 0 | 0 | 1 | 1 | 1 | 1 | 1 | 1 | 1 | 1
SDGE | New_Li_Battery | D.19-11-016 Resource 6 | 2025 | 6 | 0 |  | 0.41055 | review | 4 | Resource 6. 104 MW, 416 MWh battery. | 104 | CAISO_Battery | 0 | battery | battery_2025_6 | 100% | 1 | 42.6976 | 42.6976 | ok | new_resolve | 0 | 1 | New_Li_Battery_D.19-11-016 Resource 6_Resource 6. 104 MW, 416 MWh battery. | 0 | 0 | 1 | 1 | 1 | 1 | 1 | 1 | 1 | 1
SDGE | New_Li_Battery | D.19-11-016 Resource 6 | 2025 | 7 | 0 |  | 0.41055 | review | 4 | Resource 6. 104 MW, 416 MWh battery. | 104 | CAISO_Battery | 0 | battery | battery_2025_7 | 100% | 1 | 42.6976 | 42.6976 | ok | new_resolve | 0 | 1 | New_Li_Battery_D.19-11-016 Resource 6_Resource 6. 104 MW, 416 MWh battery. | 0 | 0 | 1 | 1 | 1 | 1 | 1 | 1 | 1 | 1
SDGE | New_Li_Battery | D.19-11-016 Resource 6 | 2025 | 8 | 0 |  | 0.41055 | review | 4 | Resource 6. 104 MW, 416 MWh battery. | 104 | CAISO_Battery | 0 | battery | battery_2025_8 | 100% | 1 | 42.6976 | 42.6976 | ok | new_resolve | 0 | 1 | New_Li_Battery_D.19-11-016 Resource 6_Resource 6. 104 MW, 416 MWh battery. | 0 | 0 | 1 | 1 | 1 | 1 | 1 | 1 | 1 | 1
SDGE | New_Li_Battery | D.19-11-016 Resource 6 | 2025 | 9 | 0 |  | 0.41055 | review | 4 | Resource 6. 104 MW, 416 MWh battery. | 104 | CAISO_Battery | 0 | battery | battery_2025_9 | 100% | 1 | 42.6976 | 42.6976 | ok | new_resolve | 0 | 1 | New_Li_Battery_D.19-11-016 Resource 6_Resource 6. 104 MW, 416 MWh battery. | 0 | 0 | 1 | 1 | 1 | 1 | 1 | 1 | 1 | 1
SDGE | New_Li_Battery | D.19-11-016 Resource 6 | 2025 | 10 | 0 |  | 0.41055 | review | 4 | Resource 6. 104 MW, 416 MWh battery. | 104 | CAISO_Battery | 0 | battery | battery_2025_10 | 100% | 1 | 42.6976 | 42.6976 | ok | new_resolve | 0 | 1 | New_Li_Battery_D.19-11-016 Resource 6_Resource 6. 104 MW, 416 MWh battery. | 0 | 0 | 1 | 1 | 1 | 1 | 1 | 1 | 1 | 1
SDGE | New_Li_Battery | D.19-11-016 Resource 6 | 2025 | 11 | 0 |  | 0.41055 | review | 4 | Resource 6. 104 MW, 416 MWh battery. | 104 | CAISO_Battery | 0 | battery | battery_2025_11 | 100% | 1 | 42.6976 | 42.6976 | ok | new_resolve | 0 | 1 | New_Li_Battery_D.19-11-016 Resource 6_Resource 6. 104 MW, 416 MWh battery. | 0 | 0 | 1 | 1 | 1 | 1 | 1 | 1 | 1 | 1
SDGE | New_Li_Battery | D.19-11-016 Resource 6 | 2025 | 12 | 0 |  | 0.41055 | review | 4 | Resource 6. 104 MW, 416 MWh battery. | 104 | CAISO_Battery | 0 | battery | battery_2025_12 | 100% | 1 | 42.6976 | 42.6976 | ok | new_resolve | 0 | 1 | New_Li_Battery_D.19-11-016 Resource 6_Resource 6. 104 MW, 416 MWh battery. | 0 | 0 | 1 | 1 | 1 | 1 | 1 | 1 | 1 | 1
SDGE | New_Li_Battery | D.19-11-016 Resource 6 | 2026 | 1 | 0 |  | 0.41055 | review | 4 | Resource 6. 104 MW, 416 MWh battery. | 104 | CAISO_Battery | 0 | battery | battery_2026_1 | 100% | 1 | 42.6976 | 42.6976 | ok | new_resolve | 0 | 1 | New_Li_Battery_D.19-11-016 Resource 6_Resource 6. 104 MW, 416 MWh battery. | 0 | 0 | 1 | 1 | 1 | 1 | 1 | 1 | 1 | 1
SDGE | New_Li_Battery | D.19-11-016 Resource 6 | 2026 | 2 | 0 |  | 0.41055 | review | 4 | Resource 6. 104 MW, 416 MWh battery. | 104 | CAISO_Battery | 0 | battery | battery_2026_2 | 100% | 1 | 42.6976 | 42.6976 | ok | new_resolve | 0 | 1 | New_Li_Battery_D.19-11-016 Resource 6_Resource 6. 104 MW, 416 MWh battery. | 0 | 0 | 1 | 1 | 1 | 1 | 1 | 1 | 1 | 1
SDGE | New_Li_Battery | D.19-11-016 Resource 6 | 2026 | 3 | 0 |  | 0.41055 | review | 4 | Resource 6. 104 MW, 416 MWh battery. | 104 | CAISO_Battery | 0 | battery | battery_2026_3 | 100% | 1 | 42.6976 | 42.6976 | ok | new_resolve | 0 | 1 | New_Li_Battery_D.19-11-016 Resource 6_Resource 6. 104 MW, 416 MWh battery. | 0 | 0 | 1 | 1 | 1 | 1 | 1 | 1 | 1 | 1
SDGE | New_Li_Battery | D.19-11-016 Resource 6 | 2026 | 4 | 0 |  | 0.41055 | review | 4 | Resource 6. 104 MW, 416 MWh battery. | 104 | CAISO_Battery | 0 | battery | battery_2026_4 | 100% | 1 | 42.6976 | 42.6976 | ok | new_resolve | 0 | 1 | New_Li_Battery_D.19-11-016 Resource 6_Resource 6. 104 MW, 416 MWh battery. | 0 | 0 | 1 | 1 | 1 | 1 | 1 | 1 | 1 | 1
SDGE | New_Li_Battery | D.19-11-016 Resource 6 | 2026 | 5 | 0 |  | 0.41055 | review | 4 | Resource 6. 104 MW, 416 MWh battery. | 104 | CAISO_Battery | 0 | battery | battery_2026_5 | 100% | 1 | 42.6976 | 42.6976 | ok | new_resolve | 0 | 1 | New_Li_Battery_D.19-11-016 Resource 6_Resource 6. 104 MW, 416 MWh battery. | 0 | 0 | 1 | 1 | 1 | 1 | 1 | 1 | 1 | 1
SDGE | New_Li_Battery | D.19-11-016 Resource 6 | 2026 | 6 | 0 |  | 0.41055 | review | 4 | Resource 6. 104 MW, 416 MWh battery. | 104 | CAISO_Battery | 0 | battery | battery_2026_6 | 100% | 1 | 42.6976 | 42.6976 | ok | new_resolve | 0 | 1 | New_Li_Battery_D.19-11-016 Resource 6_Resource 6. 104 MW, 416 MWh battery. | 0 | 0 | 1 | 1 | 1 | 1 | 1 | 1 | 1 | 1
SDGE | New_Li_Battery | D.19-11-016 Resource 6 | 2026 | 7 | 0 |  | 0.41055 | review | 4 | Resource 6. 104 MW, 416 MWh battery. | 104 | CAISO_Battery | 0 | battery | battery_2026_7 | 100% | 1 | 42.6976 | 42.6976 | ok | new_resolve | 0 | 1 | New_Li_Battery_D.19-11-016 Resource 6_Resource 6. 104 MW, 416 MWh battery. | 0 | 0 | 1 | 1 | 1 | 1 | 1 | 1 | 1 | 1
SDGE | New_Li_Battery | D.19-11-016 Resource 6 | 2026 | 8 | 0 |  | 0.41055 | review | 4 | Resource 6. 104 MW, 416 MWh battery. | 104 | CAISO_Battery | 0 | battery | battery_2026_8 | 100% | 1 | 42.6976 | 42.6976 | ok | new_resolve | 0 | 1 | New_Li_Battery_D.19-11-016 Resource 6_Resource 6. 104 MW, 416 MWh battery. | 0 | 0 | 1 | 1 | 1 | 1 | 1 | 1 | 1 | 1
SDGE | New_Li_Battery | D.19-11-016 Resource 6 | 2026 | 9 | 0 |  | 0.41055 | review | 4 | Resource 6. 104 MW, 416 MWh battery. | 104 | CAISO_Battery | 0 | battery | battery_2026_9 | 100% | 1 | 42.6976 | 42.6976 | ok | new_resolve | 0 | 1 | New_Li_Battery_D.19-11-016 Resource 6_Resource 6. 104 MW, 416 MWh battery. | 0 | 0 | 1 | 1 | 1 | 1 | 1 | 1 | 1 | 1
SDGE | New_Li_Battery | D.19-11-016 Resource 6 | 2026 | 10 | 0 |  | 0.41055 | review | 4 | Resource 6. 104 MW, 416 MWh battery. | 104 | CAISO_Battery | 0 | battery | battery_2026_10 | 100% | 1 | 42.6976 | 42.6976 | ok | new_resolve | 0 | 1 | New_Li_Battery_D.19-11-016 Resource 6_Resource 6. 104 MW, 416 MWh battery. | 0 | 0 | 1 | 1 | 1 | 1 | 1 | 1 | 1 | 1
SDGE | New_Li_Battery | D.19-11-016 Resource 6 | 2026 | 11 | 0 |  | 0.41055 | review | 4 | Resource 6. 104 MW, 416 MWh battery. | 104 | CAISO_Battery | 0 | battery | battery_2026_11 | 100% | 1 | 42.6976 | 42.6976 | ok | new_resolve | 0 | 1 | New_Li_Battery_D.19-11-016 Resource 6_Resource 6. 104 MW, 416 MWh battery. | 0 | 0 | 1 | 1 | 1 | 1 | 1 | 1 | 1 | 1
SDGE | New_Li_Battery | D.19-11-016 Resource 6 | 2026 | 12 | 0 |  | 0.41055 | review | 4 | Resource 6. 104 MW, 416 MWh battery. | 104 | CAISO_Battery | 0 | battery | battery_2026_12 | 100% | 1 | 42.6976 | 42.6976 | ok | new_resolve | 0 | 1 | New_Li_Battery_D.19-11-016 Resource 6_Resource 6. 104 MW, 416 MWh battery. | 0 | 0 | 1 | 1 | 1 | 1 | 1 | 1 | 1 | 1
SDGE | New_Li_Battery | D.19-11-016 Resource 6 | 2027 | 1 | 0 |  | 0.41055 | review | 4 | Resource 6. 104 MW, 416 MWh battery. | 104 | CAISO_Battery | 0 | battery | battery_2027_1 | 98.3% | 1 | 41.9723 | 41.9723 | ok | new_resolve | 0 | 1 | New_Li_Battery_D.19-11-016 Resource 6_Resource 6. 104 MW, 416 MWh battery. | 0 | 0 | 1 | 1 | 1 | 1 | 1 | 1 | 1 | 1
SDGE | New_Li_Battery | D.19-11-016 Resource 6 | 2027 | 2 | 0 |  | 0.41055 | review | 4 | Resource 6. 104 MW, 416 MWh battery. | 104 | CAISO_Battery | 0 | battery | battery_2027_2 | 98.3% | 1 | 41.9723 | 41.9723 | ok | new_resolve | 0 | 1 | New_Li_Battery_D.19-11-016 Resource 6_Resource 6. 104 MW, 416 MWh battery. | 0 | 0 | 1 | 1 | 1 | 1 | 1 | 1 | 1 | 1
SDGE | New_Li_Battery | D.19-11-016 Resource 6 | 2027 | 3 | 0 |  | 0.41055 | review | 4 | Resource 6. 104 MW, 416 MWh battery. | 104 | CAISO_Battery | 0 | battery | battery_2027_3 | 98.3% | 1 | 41.9723 | 41.9723 | ok | new_resolve | 0 | 1 | New_Li_Battery_D.19-11-016 Resource 6_Resource 6. 104 MW, 416 MWh battery. | 0 | 0 | 1 | 1 | 1 | 1 | 1 | 1 | 1 | 1
SDGE | New_Li_Battery | D.19-11-016 Resource 6 | 2027 | 4 | 0 |  | 0.41055 | review | 4 | Resource 6. 104 MW, 416 MWh battery. | 104 | CAISO_Battery | 0 | battery | battery_2027_4 | 98.3% | 1 | 41.9723 | 41.9723 | ok | new_resolve | 0 | 1 | New_Li_Battery_D.19-11-016 Resource 6_Resource 6. 104 MW, 416 MWh battery. | 0 | 0 | 1 | 1 | 1 | 1 | 1 | 1 | 1 | 1
SDGE | New_Li_Battery | D.19-11-016 Resource 6 | 2027 | 5 | 0 |  | 0.41055 | review | 4 | Resource 6. 104 MW, 416 MWh battery. | 104 | CAISO_Battery | 0 | battery | battery_2027_5 | 98.3% | 1 | 41.9723 | 41.9723 | ok | new_resolve | 0 | 1 | New_Li_Battery_D.19-11-016 Resource 6_Resource 6. 104 MW, 416 MWh battery. | 0 | 0 | 1 | 1 | 1 | 1 | 1 | 1 | 1 | 1
SDGE | New_Li_Battery | D.19-11-016 Resource 6 | 2027 | 6 | 0 |  | 0.41055 | review | 4 | Resource 6. 104 MW, 416 MWh battery. | 104 | CAISO_Battery | 0 | battery | battery_2027_6 | 98.3% | 1 | 41.9723 | 41.9723 | ok | new_resolve | 0 | 1 | New_Li_Battery_D.19-11-016 Resource 6_Resource 6. 104 MW, 416 MWh battery. | 0 | 0 | 1 | 1 | 1 | 1 | 1 | 1 | 1 | 1
SDGE | New_Li_Battery | D.19-11-016 Resource 6 | 2027 | 7 | 0 |  | 0.41055 | review | 4 | Resource 6. 104 MW, 416 MWh battery. | 104 | CAISO_Battery | 0 | battery | battery_2027_7 | 98.3% | 1 | 41.9723 | 41.9723 | ok | new_resolve | 0 | 1 | New_Li_Battery_D.19-11-016 Resource 6_Resource 6. 104 MW, 416 MWh battery. | 0 | 0 | 1 | 1 | 1 | 1 | 1 | 1 | 1 | 1
SDGE | New_Li_Battery | D.19-11-016 Resource 6 | 2027 | 8 | 0 |  | 0.41055 | review | 4 | Resource 6. 104 MW, 416 MWh battery. | 104 | CAISO_Battery | 0 | battery | battery_2027_8 | 98.3% | 1 | 41.9723 | 41.9723 | ok | new_resolve | 0 | 1 | New_Li_Battery_D.19-11-016 Resource 6_Resource 6. 104 MW, 416 MWh battery. | 0 | 0 | 1 | 1 | 1 | 1 | 1 | 1 | 1 | 1
SDGE | New_Li_Battery | D.19-11-016 Resource 6 | 2027 | 9 | 0 |  | 0.41055 | review | 4 | Resource 6. 104 MW, 416 MWh battery. | 104 | CAISO_Battery | 0 | battery | battery_2027_9 | 98.3% | 1 | 41.9723 | 41.9723 | ok | new_resolve | 0 | 1 | New_Li_Battery_D.19-11-016 Resource 6_Resource 6. 104 MW, 416 MWh battery. | 0 | 0 | 1 | 1 | 1 | 1 | 1 | 1 | 1 | 1
SDGE | New_Li_Battery | D.19-11-016 Resource 6 | 2027 | 10 | 0 |  | 0.41055 | review | 4 | Resource 6. 104 MW, 416 MWh battery. | 104 | CAISO_Battery | 0 | battery | battery_2027_10 | 98.3% | 1 | 41.9723 | 41.9723 | ok | new_resolve | 0 | 1 | New_Li_Battery_D.19-11-016 Resource 6_Resource 6. 104 MW, 416 MWh battery. | 0 | 0 | 1 | 1 | 1 | 1 | 1 | 1 | 1 | 1
SDGE | New_Li_Battery | D.19-11-016 Resource 6 | 2027 | 11 | 0 |  | 0.41055 | review | 4 | Resource 6. 104 MW, 416 MWh battery. | 104 | CAISO_Battery | 0 | battery | battery_2027_11 | 98.3% | 1 | 41.9723 | 41.9723 | ok | new_resolve | 0 | 1 | New_Li_Battery_D.19-11-016 Resource 6_Resource 6. 104 MW, 416 MWh battery. | 0 | 0 | 1 | 1 | 1 | 1 | 1 | 1 | 1 | 1
SDGE | New_Li_Battery | D.19-11-016 Resource 6 | 2027 | 12 | 0 |  | 0.41055 | review | 4 | Resource 6. 104 MW, 416 MWh battery. | 104 | CAISO_Battery | 0 | battery | battery_2027_12 | 98.3% | 1 | 41.9723 | 41.9723 | ok | new_resolve | 0 | 1 | New_Li_Battery_D.19-11-016 Resource 6_Resource 6. 104 MW, 416 MWh battery. | 0 | 0 | 1 | 1 | 1 | 1 | 1 | 1 | 1 | 1
SDGE | New_Li_Battery | D.19-11-016 Resource 6 | 2028 | 1 | 0 |  | 0.41055 | review | 4 | Resource 6. 104 MW, 416 MWh battery. | 104 | CAISO_Battery | 0 | battery | battery_2028_1 | 96.6% | 1 | 41.247 | 41.247 | ok | new_resolve | 0 | 1 | New_Li_Battery_D.19-11-016 Resource 6_Resource 6. 104 MW, 416 MWh battery. | 0 | 0 | 1 | 1 | 1 | 1 | 1 | 1 | 1 | 1
SDGE | New_Li_Battery | D.19-11-016 Resource 6 | 2028 | 2 | 0 |  | 0.41055 | review | 4 | Resource 6. 104 MW, 416 MWh battery. | 104 | CAISO_Battery | 0 | battery | battery_2028_2 | 96.6% | 1 | 41.247 | 41.247 | ok | new_resolve | 0 | 1 | New_Li_Battery_D.19-11-016 Resource 6_Resource 6. 104 MW, 416 MWh battery. | 0 | 0 | 1 | 1 | 1 | 1 | 1 | 1 | 1 | 1
SDGE | New_Li_Battery | D.19-11-016 Resource 6 | 2028 | 3 | 0 |  | 0.41055 | review | 4 | Resource 6. 104 MW, 416 MWh battery. | 104 | CAISO_Battery | 0 | battery | battery_2028_3 | 96.6% | 1 | 41.247 | 41.247 | ok | new_resolve | 0 | 1 | New_Li_Battery_D.19-11-016 Resource 6_Resource 6. 104 MW, 416 MWh battery. | 0 | 0 | 1 | 1 | 1 | 1 | 1 | 1 | 1 | 1
SDGE | New_Li_Battery | D.19-11-016 Resource 6 | 2028 | 4 | 0 |  | 0.41055 | review | 4 | Resource 6. 104 MW, 416 MWh battery. | 104 | CAISO_Battery | 0 | battery | battery_2028_4 | 96.6% | 1 | 41.247 | 41.247 | ok | new_resolve | 0 | 1 | New_Li_Battery_D.19-11-016 Resource 6_Resource 6. 104 MW, 416 MWh battery. | 0 | 0 | 1 | 1 | 1 | 1 | 1 | 1 | 1 | 1
SDGE | New_Li_Battery | D.19-11-016 Resource 6 | 2028 | 5 | 0 |  | 0.41055 | review | 4 | Resource 6. 104 MW, 416 MWh battery. | 104 | CAISO_Battery | 0 | battery | battery_2028_5 | 96.6% | 1 | 41.247 | 41.247 | ok | new_resolve | 0 | 1 | New_Li_Battery_D.19-11-016 Resource 6_Resource 6. 104 MW, 416 MWh battery. | 0 | 0 | 1 | 1 | 1 | 1 | 1 | 1 | 1 | 1
SDGE | New_Li_Battery | D.19-11-016 Resource 6 | 2028 | 6 | 0 |  | 0.41055 | review | 4 | Resource 6. 104 MW, 416 MWh battery. | 104 | CAISO_Battery | 0 | battery | battery_2028_6 | 96.6% | 1 | 41.247 | 41.247 | ok | new_resolve | 0 | 1 | New_Li_Battery_D.19-11-016 Resource 6_Resource 6. 104 MW, 416 MWh battery. | 0 | 0 | 1 | 1 | 1 | 1 | 1 | 1 | 1 | 1
SDGE | New_Li_Battery | D.19-11-016 Resource 6 | 2028 | 7 | 0 |  | 0.41055 | review | 4 | Resource 6. 104 MW, 416 MWh battery. | 104 | CAISO_Battery | 0 | battery | battery_2028_7 | 96.6% | 1 | 41.247 | 41.247 | ok | new_resolve | 0 | 1 | New_Li_Battery_D.19-11-016 Resource 6_Resource 6. 104 MW, 416 MWh battery. | 0 | 0 | 1 | 1 | 1 | 1 | 1 | 1 | 1 | 1
SDGE | New_Li_Battery | D.19-11-016 Resource 6 | 2028 | 8 | 0 |  | 0.41055 | review | 4 | Resource 6. 104 MW, 416 MWh battery. | 104 | CAISO_Battery | 0 | battery | battery_2028_8 | 96.6% | 1 | 41.247 | 41.247 | ok | new_resolve | 0 | 1 | New_Li_Battery_D.19-11-016 Resource 6_Resource 6. 104 MW, 416 MWh battery. | 0 | 0 | 1 | 1 | 1 | 1 | 1 | 1 | 1 | 1
SDGE | New_Li_Battery | D.19-11-016 Resource 6 | 2028 | 9 | 0 |  | 0.41055 | review | 4 | Resource 6. 104 MW, 416 MWh battery. | 104 | CAISO_Battery | 0 | battery | battery_2028_9 | 96.6% | 1 | 41.247 | 41.247 | ok | new_resolve | 0 | 1 | New_Li_Battery_D.19-11-016 Resource 6_Resource 6. 104 MW, 416 MWh battery. | 0 | 0 | 1 | 1 | 1 | 1 | 1 | 1 | 1 | 1
SDGE | New_Li_Battery | D.19-11-016 Resource 6 | 2028 | 10 | 0 |  | 0.41055 | review | 4 | Resource 6. 104 MW, 416 MWh battery. | 104 | CAISO_Battery | 0 | battery | battery_2028_10 | 96.6% | 1 | 41.247 | 41.247 | ok | new_resolve | 0 | 1 | New_Li_Battery_D.19-11-016 Resource 6_Resource 6. 104 MW, 416 MWh battery. | 0 | 0 | 1 | 1 | 1 | 1 | 1 | 1 | 1 | 1
SDGE | New_Li_Battery | D.19-11-016 Resource 6 | 2028 | 11 | 0 |  | 0.41055 | review | 4 | Resource 6. 104 MW, 416 MWh battery. | 104 | CAISO_Battery | 0 | battery | battery_2028_11 | 96.6% | 1 | 41.247 | 41.247 | ok | new_resolve | 0 | 1 | New_Li_Battery_D.19-11-016 Resource 6_Resource 6. 104 MW, 416 MWh battery. | 0 | 0 | 1 | 1 | 1 | 1 | 1 | 1 | 1 | 1
SDGE | New_Li_Battery | D.19-11-016 Resource 6 | 2028 | 12 | 0 |  | 0.41055 | review | 4 | Resource 6. 104 MW, 416 MWh battery. | 104 | CAISO_Battery | 0 | battery | battery_2028_12 | 96.6% | 1 | 41.247 | 41.247 | ok | new_resolve | 0 | 1 | New_Li_Battery_D.19-11-016 Resource 6_Resource 6. 104 MW, 416 MWh battery. | 0 | 0 | 1 | 1 | 1 | 1 | 1 | 1 | 1 | 1
SDGE | New_Li_Battery | D.19-11-016 Resource 6 | 2029 | 1 | 0 |  | 0.41055 | review | 4 | Resource 6. 104 MW, 416 MWh battery. | 104 | CAISO_Battery | 0 | battery | battery_2029_1 | 94.9% | 1 | 40.5217 | 40.5217 | ok | new_resolve | 0 | 1 | New_Li_Battery_D.19-11-016 Resource 6_Resource 6. 104 MW, 416 MWh battery. | 0 | 0 | 1 | 1 | 1 | 1 | 1 | 1 | 1 | 1
SDGE | New_Li_Battery | D.19-11-016 Resource 6 | 2029 | 2 | 0 |  | 0.41055 | review | 4 | Resource 6. 104 MW, 416 MWh battery. | 104 | CAISO_Battery | 0 | battery | battery_2029_2 | 94.9% | 1 | 40.5217 | 40.5217 | ok | new_resolve | 0 | 1 | New_Li_Battery_D.19-11-016 Resource 6_Resource 6. 104 MW, 416 MWh battery. | 0 | 0 | 1 | 1 | 1 | 1 | 1 | 1 | 1 | 1
SDGE | New_Li_Battery | D.19-11-016 Resource 6 | 2029 | 3 | 0 |  | 0.41055 | review | 4 | Resource 6. 104 MW, 416 MWh battery. | 104 | CAISO_Battery | 0 | battery | battery_2029_3 | 94.9% | 1 | 40.5217 | 40.5217 | ok | new_resolve | 0 | 1 | New_Li_Battery_D.19-11-016 Resource 6_Resource 6. 104 MW, 416 MWh battery. | 0 | 0 | 1 | 1 | 1 | 1 | 1 | 1 | 1 | 1
SDGE | New_Li_Battery | D.19-11-016 Resource 6 | 2029 | 4 | 0 |  | 0.41055 | review | 4 | Resource 6. 104 MW, 416 MWh battery. | 104 | CAISO_Battery | 0 | battery | battery_2029_4 | 94.9% | 1 | 40.5217 | 40.5217 | ok | new_resolve | 0 | 1 | New_Li_Battery_D.19-11-016 Resource 6_Resource 6. 104 MW, 416 MWh battery. | 0 | 0 | 1 | 1 | 1 | 1 | 1 | 1 | 1 | 1
SDGE | New_Li_Battery | D.19-11-016 Resource 6 | 2029 | 5 | 0 |  | 0.41055 | review | 4 | Resource 6. 104 MW, 416 MWh battery. | 104 | CAISO_Battery | 0 | battery | battery_2029_5 | 94.9% | 1 | 40.5217 | 40.5217 | ok | new_resolve | 0 | 1 | New_Li_Battery_D.19-11-016 Resource 6_Resource 6. 104 MW, 416 MWh battery. | 0 | 0 | 1 | 1 | 1 | 1 | 1 | 1 | 1 | 1
SDGE | New_Li_Battery | D.19-11-016 Resource 6 | 2029 | 6 | 0 |  | 0.41055 | review | 4 | Resource 6. 104 MW, 416 MWh battery. | 104 | CAISO_Battery | 0 | battery | battery_2029_6 | 94.9% | 1 | 40.5217 | 40.5217 | ok | new_resolve | 0 | 1 | New_Li_Battery_D.19-11-016 Resource 6_Resource 6. 104 MW, 416 MWh battery. | 0 | 0 | 1 | 1 | 1 | 1 | 1 | 1 | 1 | 1
SDGE | New_Li_Battery | D.19-11-016 Resource 6 | 2029 | 7 | 0 |  | 0.41055 | review | 4 | Resource 6. 104 MW, 416 MWh battery. | 104 | CAISO_Battery | 0 | battery | battery_2029_7 | 94.9% | 1 | 40.5217 | 40.5217 | ok | new_resolve | 0 | 1 | New_Li_Battery_D.19-11-016 Resource 6_Resource 6. 104 MW, 416 MWh battery. | 0 | 0 | 1 | 1 | 1 | 1 | 1 | 1 | 1 | 1
SDGE | New_Li_Battery | D.19-11-016 Resource 6 | 2029 | 8 | 0 |  | 0.41055 | review | 4 | Resource 6. 104 MW, 416 MWh battery. | 104 | CAISO_Battery | 0 | battery | battery_2029_8 | 94.9% | 1 | 40.5217 | 40.5217 | ok | new_resolve | 0 | 1 | New_Li_Battery_D.19-11-016 Resource 6_Resource 6. 104 MW, 416 MWh battery. | 0 | 0 | 1 | 1 | 1 | 1 | 1 | 1 | 1 | 1
SDGE | New_Li_Battery | D.19-11-016 Resource 6 | 2029 | 9 | 0 |  | 0.41055 | review | 4 | Resource 6. 104 MW, 416 MWh battery. | 104 | CAISO_Battery | 0 | battery | battery_2029_9 | 94.9% | 1 | 40.5217 | 40.5217 | ok | new_resolve | 0 | 1 | New_Li_Battery_D.19-11-016 Resource 6_Resource 6. 104 MW, 416 MWh battery. | 0 | 0 | 1 | 1 | 1 | 1 | 1 | 1 | 1 | 1
SDGE | New_Li_Battery | D.19-11-016 Resource 6 | 2029 | 10 | 0 |  | 0.41055 | review | 4 | Resource 6. 104 MW, 416 MWh battery. | 104 | CAISO_Battery | 0 | battery | battery_2029_10 | 94.9% | 1 | 40.5217 | 40.5217 | ok | new_resolve | 0 | 1 | New_Li_Battery_D.19-11-016 Resource 6_Resource 6. 104 MW, 416 MWh battery. | 0 | 0 | 1 | 1 | 1 | 1 | 1 | 1 | 1 | 1
SDGE | New_Li_Battery | D.19-11-016 Resource 6 | 2029 | 11 | 0 |  | 0.41055 | review | 4 | Resource 6. 104 MW, 416 MWh battery. | 104 | CAISO_Battery | 0 | battery | battery_2029_11 | 94.9% | 1 | 40.5217 | 40.5217 | ok | new_resolve | 0 | 1 | New_Li_Battery_D.19-11-016 Resource 6_Resource 6. 104 MW, 416 MWh battery. | 0 | 0 | 1 | 1 | 1 | 1 | 1 | 1 | 1 | 1
SDGE | New_Li_Battery | D.19-11-016 Resource 6 | 2029 | 12 | 0 |  | 0.41055 | review | 4 | Resource 6. 104 MW, 416 MWh battery. | 104 | CAISO_Battery | 0 | battery | battery_2029_12 | 94.9% | 1 | 40.5217 | 40.5217 | ok | new_resolve | 0 | 1 | New_Li_Battery_D.19-11-016 Resource 6_Resource 6. 104 MW, 416 MWh battery. | 0 | 0 | 1 | 1 | 1 | 1 | 1 | 1 | 1 | 1
SDGE | New_Li_Battery | D.19-11-016 Resource 6 | 2030 | 1 | 0 |  | 0.41055 | review | 4 | Resource 6. 104 MW, 416 MWh battery. | 104 | CAISO_Battery | 0 | battery | battery_2030_1 | 93.21% | 1 | 39.7964 | 39.7964 | ok | new_resolve | 0 | 1 | New_Li_Battery_D.19-11-016 Resource 6_Resource 6. 104 MW, 416 MWh battery. | 0 | 0 | 1 | 1 | 1 | 1 | 1 | 1 | 1 | 1
SDGE | New_Li_Battery | D.19-11-016 Resource 6 | 2030 | 2 | 0 |  | 0.41055 | review | 4 | Resource 6. 104 MW, 416 MWh battery. | 104 | CAISO_Battery | 0 | battery | battery_2030_2 | 93.21% | 1 | 39.7964 | 39.7964 | ok | new_resolve | 0 | 1 | New_Li_Battery_D.19-11-016 Resource 6_Resource 6. 104 MW, 416 MWh battery. | 0 | 0 | 1 | 1 | 1 | 1 | 1 | 1 | 1 | 1
SDGE | New_Li_Battery | D.19-11-016 Resource 6 | 2030 | 3 | 0 |  | 0.41055 | review | 4 | Resource 6. 104 MW, 416 MWh battery. | 104 | CAISO_Battery | 0 | battery | battery_2030_3 | 93.21% | 1 | 39.7964 | 39.7964 | ok | new_resolve | 0 | 1 | New_Li_Battery_D.19-11-016 Resource 6_Resource 6. 104 MW, 416 MWh battery. | 0 | 0 | 1 | 1 | 1 | 1 | 1 | 1 | 1 | 1
SDGE | New_Li_Battery | D.19-11-016 Resource 6 | 2030 | 4 | 0 |  | 0.41055 | review | 4 | Resource 6. 104 MW, 416 MWh battery. | 104 | CAISO_Battery | 0 | battery | battery_2030_4 | 93.21% | 1 | 39.7964 | 39.7964 | ok | new_resolve | 0 | 1 | New_Li_Battery_D.19-11-016 Resource 6_Resource 6. 104 MW, 416 MWh battery. | 0 | 0 | 1 | 1 | 1 | 1 | 1 | 1 | 1 | 1
SDGE | New_Li_Battery | D.19-11-016 Resource 6 | 2030 | 5 | 0 |  | 0.41055 | review | 4 | Resource 6. 104 MW, 416 MWh battery. | 104 | CAISO_Battery | 0 | battery | battery_2030_5 | 93.21% | 1 | 39.7964 | 39.7964 | ok | new_resolve | 0 | 1 | New_Li_Battery_D.19-11-016 Resource 6_Resource 6. 104 MW, 416 MWh battery. | 0 | 0 | 1 | 1 | 1 | 1 | 1 | 1 | 1 | 1
SDGE | New_Li_Battery | D.19-11-016 Resource 6 | 2030 | 6 | 0 |  | 0.41055 | review | 4 | Resource 6. 104 MW, 416 MWh battery. | 104 | CAISO_Battery | 0 | battery | battery_2030_6 | 93.21% | 1 | 39.7964 | 39.7964 | ok | new_resolve | 0 | 1 | New_Li_Battery_D.19-11-016 Resource 6_Resource 6. 104 MW, 416 MWh battery. | 0 | 0 | 1 | 1 | 1 | 1 | 1 | 1 | 1 | 1
SDGE | New_Li_Battery | D.19-11-016 Resource 6 | 2030 | 7 | 0 |  | 0.41055 | review | 4 | Resource 6. 104 MW, 416 MWh battery. | 104 | CAISO_Battery | 0 | battery | battery_2030_7 | 93.21% | 1 | 39.7964 | 39.7964 | ok | new_resolve | 0 | 1 | New_Li_Battery_D.19-11-016 Resource 6_Resource 6. 104 MW, 416 MWh battery. | 0 | 0 | 1 | 1 | 1 | 1 | 1 | 1 | 1 | 1
SDGE | New_Li_Battery | D.19-11-016 Resource 6 | 2030 | 8 | 0 |  | 0.41055 | review | 4 | Resource 6. 104 MW, 416 MWh battery. | 104 | CAISO_Battery | 0 | battery | battery_2030_8 | 93.21% | 1 | 39.7964 | 39.7964 | ok | new_resolve | 0 | 1 | New_Li_Battery_D.19-11-016 Resource 6_Resource 6. 104 MW, 416 MWh battery. | 0 | 0 | 1 | 1 | 1 | 1 | 1 | 1 | 1 | 1
SDGE | New_Li_Battery | D.19-11-016 Resource 6 | 2030 | 9 | 0 |  | 0.41055 | review | 4 | Resource 6. 104 MW, 416 MWh battery. | 104 | CAISO_Battery | 0 | battery | battery_2030_9 | 93.21% | 1 | 39.7964 | 39.7964 | ok | new_resolve | 0 | 1 | New_Li_Battery_D.19-11-016 Resource 6_Resource 6. 104 MW, 416 MWh battery. | 0 | 0 | 1 | 1 | 1 | 1 | 1 | 1 | 1 | 1
SDGE | New_Li_Battery | D.19-11-016 Resource 6 | 2030 | 10 | 0 |  | 0.41055 | review | 4 | Resource 6. 104 MW, 416 MWh battery. | 104 | CAISO_Battery | 0 | battery | battery_2030_10 | 93.21% | 1 | 39.7964 | 39.7964 | ok | new_resolve | 0 | 1 | New_Li_Battery_D.19-11-016 Resource 6_Resource 6. 104 MW, 416 MWh battery. | 0 | 0 | 1 | 1 | 1 | 1 | 1 | 1 | 1 | 1
SDGE | New_Li_Battery | D.19-11-016 Resource 6 | 2030 | 11 | 0 |  | 0.41055 | review | 4 | Resource 6. 104 MW, 416 MWh battery. | 104 | CAISO_Battery | 0 | battery | battery_2030_11 | 93.21% | 1 | 39.7964 | 39.7964 | ok | new_resolve | 0 | 1 | New_Li_Battery_D.19-11-016 Resource 6_Resource 6. 104 MW, 416 MWh battery. | 0 | 0 | 1 | 1 | 1 | 1 | 1 | 1 | 1 | 1
SDGE | New_Li_Battery | D.19-11-016 Resource 6 | 2030 | 12 | 0 |  | 0.41055 | review | 4 | Resource 6. 104 MW, 416 MWh battery. | 104 | CAISO_Battery | 0 | battery | battery_2030_12 | 93.21% | 1 | 39.7964 | 39.7964 | ok | new_resolve | 0 | 1 | New_Li_Battery_D.19-11-016 Resource 6_Resource 6. 104 MW, 416 MWh battery. | 0 | 0 | 1 | 1 | 1 | 1 | 1 | 1 | 1 | 1
SDGE | VSTAES_6_VESBT1 | D.19-11-016 Resource 7 | 2021 | 8 | 0 |  | 0.17889 | review | 4 | Resource 7. 10 MW, 40 MWh battery. | 10 | CAISO_Li_Battery | 1 | battery | battery_2021_8 | 100% | 1 | 1.7889 | 1.7889 | ok | physical | 0 | 1 | VSTAES_6_VESBT1_D.19-11-016 Resource 7_Resource 7. 10 MW, 40 MWh battery. | 1 | 23 | 1 | 1 | 1 | 1 | 1 | 1 | 1 | 1
SDGE | VSTAES_6_VESBT1 | D.19-11-016 Resource 7 | 2021 | 9 | 0 |  | 0.17889 | review | 4 | Resource 7. 10 MW, 40 MWh battery. | 10 | CAISO_Li_Battery | 1 | battery | battery_2021_9 | 100% | 1 | 1.7889 | 1.7889 | ok | physical | 0 | 1 | VSTAES_6_VESBT1_D.19-11-016 Resource 7_Resource 7. 10 MW, 40 MWh battery. | 0 | 0 | 1 | 1 | 1 | 1 | 1 | 1 | 1 | 1
SDGE | VSTAES_6_VESBT1 | D.19-11-016 Resource 7 | 2021 | 10 | 0 |  | 0.17889 | review | 4 | Resource 7. 10 MW, 40 MWh battery. | 10 | CAISO_Li_Battery | 1 | battery | battery_2021_10 | 100% | 1 | 1.7889 | 1.7889 | ok | physical | 0 | 1 | VSTAES_6_VESBT1_D.19-11-016 Resource 7_Resource 7. 10 MW, 40 MWh battery. | 0 | 0 | 1 | 1 | 1 | 1 | 1 | 1 | 1 | 1
SDGE | VSTAES_6_VESBT1 | D.19-11-016 Resource 7 | 2021 | 11 | 0 |  | 0.17889 | review | 4 | Resource 7. 10 MW, 40 MWh battery. | 10 | CAISO_Li_Battery | 1 | battery | battery_2021_11 | 100% | 1 | 1.7889 | 1.7889 | ok | physical | 0 | 1 | VSTAES_6_VESBT1_D.19-11-016 Resource 7_Resource 7. 10 MW, 40 MWh battery. | 0 | 0 | 1 | 1 | 1 | 1 | 1 | 1 | 1 | 1
SDGE | VSTAES_6_VESBT1 | D.19-11-016 Resource 7 | 2021 | 12 | 0 |  | 0.17889 | review | 4 | Resource 7. 10 MW, 40 MWh battery. | 10 | CAISO_Li_Battery | 1 | battery | battery_2021_12 | 100% | 1 | 1.7889 | 1.7889 | ok | physical | 0 | 1 | VSTAES_6_VESBT1_D.19-11-016 Resource 7_Resource 7. 10 MW, 40 MWh battery. | 0 | 0 | 1 | 1 | 1 | 1 | 1 | 1 | 1 | 1
SDGE | VSTAES_6_VESBT1 | D.19-11-016 Resource 7 | 2022 | 1 | 0 |  | 0.17889 | review | 4 | Resource 7. 10 MW, 40 MWh battery. | 10 | CAISO_Li_Battery | 1 | battery | battery_2022_1 | 100% | 1 | 1.7889 | 1.7889 | ok | physical | 0 | 1 | VSTAES_6_VESBT1_D.19-11-016 Resource 7_Resource 7. 10 MW, 40 MWh battery. | 0 | 0 | 1 | 1 | 1 | 1 | 1 | 1 | 1 | 1
SDGE | VSTAES_6_VESBT1 | D.19-11-016 Resource 7 | 2022 | 2 | 0 |  | 0.17889 | review | 4 | Resource 7. 10 MW, 40 MWh battery. | 10 | CAISO_Li_Battery | 1 | battery | battery_2022_2 | 100% | 1 | 1.7889 | 1.7889 | ok | physical | 0 | 1 | VSTAES_6_VESBT1_D.19-11-016 Resource 7_Resource 7. 10 MW, 40 MWh battery. | 0 | 0 | 1 | 1 | 1 | 1 | 1 | 1 | 1 | 1
SDGE | VSTAES_6_VESBT1 | D.19-11-016 Resource 7 | 2022 | 3 | 0 |  | 0.17889 | review | 4 | Resource 7. 10 MW, 40 MWh battery. | 10 | CAISO_Li_Battery | 1 | battery | battery_2022_3 | 100% | 1 | 1.7889 | 1.7889 | ok | physical | 0 | 1 | VSTAES_6_VESBT1_D.19-11-016 Resource 7_Resource 7. 10 MW, 40 MWh battery. | 0 | 0 | 1 | 1 | 1 | 1 | 1 | 1 | 1 | 1
SDGE | VSTAES_6_VESBT1 | D.19-11-016 Resource 7 | 2022 | 4 | 0 |  | 0.17889 | review | 4 | Resource 7. 10 MW, 40 MWh battery. | 10 | CAISO_Li_Battery | 1 | battery | battery_2022_4 | 100% | 1 | 1.7889 | 1.7889 | ok | physical | 0 | 1 | VSTAES_6_VESBT1_D.19-11-016 Resource 7_Resource 7. 10 MW, 40 MWh battery. | 0 | 0 | 1 | 1 | 1 | 1 | 1 | 1 | 1 | 1
SDGE | VSTAES_6_VESBT1 | D.19-11-016 Resource 7 | 2022 | 5 | 0 |  | 0.17889 | review | 4 | Resource 7. 10 MW, 40 MWh battery. | 10 | CAISO_Li_Battery | 1 | battery | battery_2022_5 | 100% | 1 | 1.7889 | 1.7889 | ok | physical | 0 | 1 | VSTAES_6_VESBT1_D.19-11-016 Resource 7_Resource 7. 10 MW, 40 MWh battery. | 0 | 0 | 1 | 1 | 1 | 1 | 1 | 1 | 1 | 1
SDGE | VSTAES_6_VESBT1 | D.19-11-016 Resource 7 | 2022 | 6 | 0 |  | 0.17889 | review | 4 | Resource 7. 10 MW, 40 MWh battery. | 10 | CAISO_Li_Battery | 1 | battery | battery_2022_6 | 100% | 1 | 1.7889 | 1.7889 | ok | physical | 0 | 1 | VSTAES_6_VESBT1_D.19-11-016 Resource 7_Resource 7. 10 MW, 40 MWh battery. | 0 | 0 | 1 | 1 | 1 | 1 | 1 | 1 | 1 | 1
SDGE | VSTAES_6_VESBT1 | D.19-11-016 Resource 7 | 2022 | 7 | 0 |  | 0.17889 | review | 4 | Resource 7. 10 MW, 40 MWh battery. | 10 | CAISO_Li_Battery | 1 | battery | battery_2022_7 | 100% | 1 | 1.7889 | 1.7889 | ok | physical | 0 | 1 | VSTAES_6_VESBT1_D.19-11-016 Resource 7_Resource 7. 10 MW, 40 MWh battery. | 0 | 0 | 1 | 1 | 1 | 1 | 1 | 1 | 1 | 1
SDGE | VSTAES_6_VESBT1 | D.19-11-016 Resource 7 | 2022 | 8 | 0 |  | 0.41055 | review | 4 | Resource 7. 10 MW, 40 MWh battery. | 20 | CAISO_Li_Battery | 1 | battery | battery_2022_8 | 100% | 1 | 8.2111 | 8.2111 | ok | physical | 0 | 1 | VSTAES_6_VESBT1_D.19-11-016 Resource 7_Resource 7. 10 MW, 40 MWh battery. | 0 | 0 | 1 | 1 | 1 | 1 | 1 | 1 | 1 | 1
SDGE | VSTAES_6_VESBT1 | D.19-11-016 Resource 7 | 2022 | 9 | 0 |  | 0.41055 | review | 4 | Resource 7. 20 MW, 80 MWh battery. | 20 | CAISO_Li_Battery | 1 | battery | battery_2022_9 | 100% | 1 | 8.2111 | 8.2111 | ok | physical | 0 | 1 | VSTAES_6_VESBT1_D.19-11-016 Resource 7_Resource 7. 20 MW, 80 MWh battery. | 1 | 24 | 1 | 1 | 1 | 1 | 1 | 1 | 1 | 1
SDGE | VSTAES_6_VESBT1 | D.19-11-016 Resource 7 | 2022 | 10 | 0 |  | 0.41055 | review | 4 | Resource 7. 20 MW, 80 MWh battery. | 20 | CAISO_Li_Battery | 1 | battery | battery_2022_10 | 100% | 1 | 8.2111 | 8.2111 | ok | physical | 0 | 1 | VSTAES_6_VESBT1_D.19-11-016 Resource 7_Resource 7. 20 MW, 80 MWh battery. | 0 | 0 | 1 | 1 | 1 | 1 | 1 | 1 | 1 | 1
SDGE | VSTAES_6_VESBT1 | D.19-11-016 Resource 7 | 2022 | 11 | 0 |  | 0.41055 | review | 4 | Resource 7. 20 MW, 80 MWh battery. | 20 | CAISO_Li_Battery | 1 | battery | battery_2022_11 | 100% | 1 | 8.2111 | 8.2111 | ok | physical | 0 | 1 | VSTAES_6_VESBT1_D.19-11-016 Resource 7_Resource 7. 20 MW, 80 MWh battery. | 0 | 0 | 1 | 1 | 1 | 1 | 1 | 1 | 1 | 1
SDGE | VSTAES_6_VESBT1 | D.19-11-016 Resource 7 | 2022 | 12 | 0 |  | 0.41055 | review | 4 | Resource 7. 20 MW, 80 MWh battery. | 20 | CAISO_Li_Battery | 1 | battery | battery_2022_12 | 100% | 1 | 8.2111 | 8.2111 | ok | physical | 0 | 1 | VSTAES_6_VESBT1_D.19-11-016 Resource 7_Resource 7. 20 MW, 80 MWh battery. | 0 | 0 | 1 | 1 | 1 | 1 | 1 | 1 | 1 | 1
SDGE | VSTAES_6_VESBT1 | D.19-11-016 Resource 7 | 2023 | 1 | 0 |  | 0.41055 | review | 4 | Resource 7. 20 MW, 80 MWh battery. | 20 | CAISO_Li_Battery | 1 | battery | battery_2023_1 | 100% | 1 | 8.2111 | 8.2111 | ok | physical | 0 | 1 | VSTAES_6_VESBT1_D.19-11-016 Resource 7_Resource 7. 20 MW, 80 MWh battery. | 0 | 0 | 1 | 1 | 1 | 1 | 1 | 1 | 1 | 1
SDGE | VSTAES_6_VESBT1 | D.19-11-016 Resource 7 | 2023 | 2 | 0 |  | 0.41055 | review | 4 | Resource 7. 20 MW, 80 MWh battery. | 20 | CAISO_Li_Battery | 1 | battery | battery_2023_2 | 100% | 1 | 8.2111 | 8.2111 | ok | physical | 0 | 1 | VSTAES_6_VESBT1_D.19-11-016 Resource 7_Resource 7. 20 MW, 80 MWh battery. | 0 | 0 | 1 | 1 | 1 | 1 | 1 | 1 | 1 | 1
SDGE | VSTAES_6_VESBT1 | D.19-11-016 Resource 7 | 2023 | 3 | 0 |  | 0.41055 | review | 4 | Resource 7. 20 MW, 80 MWh battery. | 20 | CAISO_Li_Battery | 1 | battery | battery_2023_3 | 100% | 1 | 8.2111 | 8.2111 | ok | physical | 0 | 1 | VSTAES_6_VESBT1_D.19-11-016 Resource 7_Resource 7. 20 MW, 80 MWh battery. | 0 | 0 | 1 | 1 | 1 | 1 | 1 | 1 | 1 | 1
SDGE | VSTAES_6_VESBT1 | D.19-11-016 Resource 7 | 2023 | 4 | 0 |  | 0.41055 | review | 4 | Resource 7. 20 MW, 80 MWh battery. | 20 | CAISO_Li_Battery | 1 | battery | battery_2023_4 | 100% | 1 | 8.2111 | 8.2111 | ok | physical | 0 | 1 | VSTAES_6_VESBT1_D.19-11-016 Resource 7_Resource 7. 20 MW, 80 MWh battery. | 0 | 0 | 1 | 1 | 1 | 1 | 1 | 1 | 1 | 1
SDGE | VSTAES_6_VESBT1 | D.19-11-016 Resource 7 | 2023 | 5 | 0 |  | 0.41055 | review | 4 | Resource 7. 20 MW, 80 MWh battery. | 20 | CAISO_Li_Battery | 1 | battery | battery_2023_5 | 100% | 1 | 8.2111 | 8.2111 | ok | physical | 0 | 1 | VSTAES_6_VESBT1_D.19-11-016 Resource 7_Resource 7. 20 MW, 80 MWh battery. | 0 | 0 | 1 | 1 | 1 | 1 | 1 | 1 | 1 | 1
SDGE | VSTAES_6_VESBT1 | D.19-11-016 Resource 7 | 2023 | 6 | 0 |  | 0.41055 | review | 4 | Resource 7. 20 MW, 80 MWh battery. | 20 | CAISO_Li_Battery | 1 | battery | battery_2023_6 | 100% | 1 | 8.2111 | 8.2111 | ok | physical | 0 | 1 | VSTAES_6_VESBT1_D.19-11-016 Resource 7_Resource 7. 20 MW, 80 MWh battery. | 0 | 0 | 1 | 1 | 1 | 1 | 1 | 1 | 1 | 1
SDGE | VSTAES_6_VESBT1 | D.19-11-016 Resource 7 | 2023 | 7 | 0 |  | 0.41055 | review | 4 | Resource 7. 20 MW, 80 MWh battery. | 20 | CAISO_Li_Battery | 1 | battery | battery_2023_7 | 100% | 1 | 8.2111 | 8.2111 | ok | physical | 0 | 1 | VSTAES_6_VESBT1_D.19-11-016 Resource 7_Resource 7. 20 MW, 80 MWh battery. | 0 | 0 | 1 | 1 | 1 | 1 | 1 | 1 | 1 | 1
SDGE | VSTAES_6_VESBT1 | D.19-11-016 Resource 7 | 2023 | 8 | 0 |  | 0.41055 | review | 4 | Resource 7. 20 MW, 80 MWh battery. | 20 | CAISO_Li_Battery | 1 | battery | battery_2023_8 | 100% | 1 | 8.2111 | 8.2111 | ok | physical | 0 | 1 | VSTAES_6_VESBT1_D.19-11-016 Resource 7_Resource 7. 20 MW, 80 MWh battery. | 0 | 0 | 1 | 1 | 1 | 1 | 1 | 1 | 1 | 1
SDGE | VSTAES_6_VESBT1 | D.19-11-016 Resource 7 | 2023 | 9 | 0 |  | 0.41055 | review | 4 | Resource 7. 20 MW, 80 MWh battery. | 20 | CAISO_Li_Battery | 1 | battery | battery_2023_9 | 100% | 1 | 8.2111 | 8.2111 | ok | physical | 0 | 1 | VSTAES_6_VESBT1_D.19-11-016 Resource 7_Resource 7. 20 MW, 80 MWh battery. | 0 | 0 | 1 | 1 | 1 | 1 | 1 | 1 | 1 | 1
SDGE | VSTAES_6_VESBT1 | D.19-11-016 Resource 7 | 2023 | 10 | 0 |  | 0.41055 | review | 4 | Resource 7. 20 MW, 80 MWh battery. | 20 | CAISO_Li_Battery | 1 | battery | battery_2023_10 | 100% | 1 | 8.2111 | 8.2111 | ok | physical | 0 | 1 | VSTAES_6_VESBT1_D.19-11-016 Resource 7_Resource 7. 20 MW, 80 MWh battery. | 0 | 0 | 1 | 1 | 1 | 1 | 1 | 1 | 1 | 1
SDGE | VSTAES_6_VESBT1 | D.19-11-016 Resource 7 | 2023 | 11 | 0 |  | 0.41055 | review | 4 | Resource 7. 20 MW, 80 MWh battery. | 20 | CAISO_Li_Battery | 1 | battery | battery_2023_11 | 100% | 1 | 8.2111 | 8.2111 | ok | physical | 0 | 1 | VSTAES_6_VESBT1_D.19-11-016 Resource 7_Resource 7. 20 MW, 80 MWh battery. | 0 | 0 | 1 | 1 | 1 | 1 | 1 | 1 | 1 | 1
SDGE | VSTAES_6_VESBT1 | D.19-11-016 Resource 7 | 2023 | 12 | 0 |  | 0.41055 | review | 4 | Resource 7. 20 MW, 80 MWh battery. | 20 | CAISO_Li_Battery | 1 | battery | battery_2023_12 | 100% | 1 | 8.2111 | 8.2111 | ok | physical | 0 | 1 | VSTAES_6_VESBT1_D.19-11-016 Resource 7_Resource 7. 20 MW, 80 MWh battery. | 0 | 0 | 1 | 1 | 1 | 1 | 1 | 1 | 1 | 1
SDGE | VSTAES_6_VESBT1 | D.19-11-016 Resource 7 | 2024 | 1 | 0 |  | 0.41055 | review | 4 | Resource 7. 20 MW, 80 MWh battery. | 20 | CAISO_Li_Battery | 1 | battery | battery_2024_1 | 100% | 1 | 8.2111 | 8.2111 | ok | physical | 0 | 1 | VSTAES_6_VESBT1_D.19-11-016 Resource 7_Resource 7. 20 MW, 80 MWh battery. | 0 | 0 | 1 | 1 | 1 | 1 | 1 | 1 | 1 | 1
SDGE | VSTAES_6_VESBT1 | D.19-11-016 Resource 7 | 2024 | 2 | 0 |  | 0.41055 | review | 4 | Resource 7. 20 MW, 80 MWh battery. | 20 | CAISO_Li_Battery | 1 | battery | battery_2024_2 | 100% | 1 | 8.2111 | 8.2111 | ok | physical | 0 | 1 | VSTAES_6_VESBT1_D.19-11-016 Resource 7_Resource 7. 20 MW, 80 MWh battery. | 0 | 0 | 1 | 1 | 1 | 1 | 1 | 1 | 1 | 1
SDGE | VSTAES_6_VESBT1 | D.19-11-016 Resource 7 | 2024 | 3 | 0 |  | 0.41055 | review | 4 | Resource 7. 20 MW, 80 MWh battery. | 20 | CAISO_Li_Battery | 1 | battery | battery_2024_3 | 100% | 1 | 8.2111 | 8.2111 | ok | physical | 0 | 1 | VSTAES_6_VESBT1_D.19-11-016 Resource 7_Resource 7. 20 MW, 80 MWh battery. | 0 | 0 | 1 | 1 | 1 | 1 | 1 | 1 | 1 | 1
SDGE | VSTAES_6_VESBT1 | D.19-11-016 Resource 7 | 2024 | 4 | 0 |  | 0.41055 | review | 4 | Resource 7. 20 MW, 80 MWh battery. | 20 | CAISO_Li_Battery | 1 | battery | battery_2024_4 | 100% | 1 | 8.2111 | 8.2111 | ok | physical | 0 | 1 | VSTAES_6_VESBT1_D.19-11-016 Resource 7_Resource 7. 20 MW, 80 MWh battery. | 0 | 0 | 1 | 1 | 1 | 1 | 1 | 1 | 1 | 1
SDGE | VSTAES_6_VESBT1 | D.19-11-016 Resource 7 | 2024 | 5 | 0 |  | 0.41055 | review | 4 | Resource 7. 20 MW, 80 MWh battery. | 20 | CAISO_Li_Battery | 1 | battery | battery_2024_5 | 100% | 1 | 8.2111 | 8.2111 | ok | physical | 0 | 1 | VSTAES_6_VESBT1_D.19-11-016 Resource 7_Resource 7. 20 MW, 80 MWh battery. | 0 | 0 | 1 | 1 | 1 | 1 | 1 | 1 | 1 | 1
SDGE | VSTAES_6_VESBT1 | D.19-11-016 Resource 7 | 2024 | 6 | 0 |  | 0.41055 | review | 4 | Resource 7. 20 MW, 80 MWh battery. | 20 | CAISO_Li_Battery | 1 | battery | battery_2024_6 | 100% | 1 | 8.2111 | 8.2111 | ok | physical | 0 | 1 | VSTAES_6_VESBT1_D.19-11-016 Resource 7_Resource 7. 20 MW, 80 MWh battery. | 0 | 0 | 1 | 1 | 1 | 1 | 1 | 1 | 1 | 1
SDGE | VSTAES_6_VESBT1 | D.19-11-016 Resource 7 | 2024 | 7 | 0 |  | 0.41055 | review | 4 | Resource 7. 20 MW, 80 MWh battery. | 20 | CAISO_Li_Battery | 1 | battery | battery_2024_7 | 100% | 1 | 8.2111 | 8.2111 | ok | physical | 0 | 1 | VSTAES_6_VESBT1_D.19-11-016 Resource 7_Resource 7. 20 MW, 80 MWh battery. | 0 | 0 | 1 | 1 | 1 | 1 | 1 | 1 | 1 | 1
SDGE | VSTAES_6_VESBT1 | D.19-11-016 Resource 7 | 2024 | 8 | 0 |  | 0.41055 | review | 4 | Resource 7. 20 MW, 80 MWh battery. | 20 | CAISO_Li_Battery | 1 | battery | battery_2024_8 | 100% | 1 | 8.2111 | 8.2111 | ok | physical | 0 | 1 | VSTAES_6_VESBT1_D.19-11-016 Resource 7_Resource 7. 20 MW, 80 MWh battery. | 0 | 0 | 1 | 1 | 1 | 1 | 1 | 1 | 1 | 1
SDGE | VSTAES_6_VESBT1 | D.19-11-016 Resource 7 | 2024 | 9 | 0 |  | 0.41055 | review | 4 | Resource 7. 20 MW, 80 MWh battery. | 20 | CAISO_Li_Battery | 1 | battery | battery_2024_9 | 100% | 1 | 8.2111 | 8.2111 | ok | physical | 0 | 1 | VSTAES_6_VESBT1_D.19-11-016 Resource 7_Resource 7. 20 MW, 80 MWh battery. | 0 | 0 | 1 | 1 | 1 | 1 | 1 | 1 | 1 | 1
SDGE | VSTAES_6_VESBT1 | D.19-11-016 Resource 7 | 2024 | 10 | 0 |  | 0.41055 | review | 4 | Resource 7. 20 MW, 80 MWh battery. | 20 | CAISO_Li_Battery | 1 | battery | battery_2024_10 | 100% | 1 | 8.2111 | 8.2111 | ok | physical | 0 | 1 | VSTAES_6_VESBT1_D.19-11-016 Resource 7_Resource 7. 20 MW, 80 MWh battery. | 0 | 0 | 1 | 1 | 1 | 1 | 1 | 1 | 1 | 1
SDGE | VSTAES_6_VESBT1 | D.19-11-016 Resource 7 | 2024 | 11 | 0 |  | 0.41055 | review | 4 | Resource 7. 20 MW, 80 MWh battery. | 20 | CAISO_Li_Battery | 1 | battery | battery_2024_11 | 100% | 1 | 8.2111 | 8.2111 | ok | physical | 0 | 1 | VSTAES_6_VESBT1_D.19-11-016 Resource 7_Resource 7. 20 MW, 80 MWh battery. | 0 | 0 | 1 | 1 | 1 | 1 | 1 | 1 | 1 | 1
SDGE | VSTAES_6_VESBT1 | D.19-11-016 Resource 7 | 2024 | 12 | 0 |  | 0.41055 | review | 4 | Resource 7. 20 MW, 80 MWh battery. | 20 | CAISO_Li_Battery | 1 | battery | battery_2024_12 | 100% | 1 | 8.2111 | 8.2111 | ok | physical | 0 | 1 | VSTAES_6_VESBT1_D.19-11-016 Resource 7_Resource 7. 20 MW, 80 MWh battery. | 0 | 0 | 1 | 1 | 1 | 1 | 1 | 1 | 1 | 1
SDGE | VSTAES_6_VESBT1 | D.19-11-016 Resource 7 | 2025 | 1 | 0 |  | 0.41055 | review | 4 | Resource 7. 20 MW, 80 MWh battery. | 20 | CAISO_Li_Battery | 1 | battery | battery_2025_1 | 100% | 1 | 8.2111 | 8.2111 | ok | physical | 0 | 1 | VSTAES_6_VESBT1_D.19-11-016 Resource 7_Resource 7. 20 MW, 80 MWh battery. | 0 | 0 | 1 | 1 | 1 | 1 | 1 | 1 | 1 | 1
SDGE | VSTAES_6_VESBT1 | D.19-11-016 Resource 7 | 2025 | 2 | 0 |  | 0.41055 | review | 4 | Resource 7. 20 MW, 80 MWh battery. | 20 | CAISO_Li_Battery | 1 | battery | battery_2025_2 | 100% | 1 | 8.2111 | 8.2111 | ok | physical | 0 | 1 | VSTAES_6_VESBT1_D.19-11-016 Resource 7_Resource 7. 20 MW, 80 MWh battery. | 0 | 0 | 1 | 1 | 1 | 1 | 1 | 1 | 1 | 1
SDGE | VSTAES_6_VESBT1 | D.19-11-016 Resource 7 | 2025 | 3 | 0 |  | 0.41055 | review | 4 | Resource 7. 20 MW, 80 MWh battery. | 20 | CAISO_Li_Battery | 1 | battery | battery_2025_3 | 100% | 1 | 8.2111 | 8.2111 | ok | physical | 0 | 1 | VSTAES_6_VESBT1_D.19-11-016 Resource 7_Resource 7. 20 MW, 80 MWh battery. | 0 | 0 | 1 | 1 | 1 | 1 | 1 | 1 | 1 | 1
SDGE | VSTAES_6_VESBT1 | D.19-11-016 Resource 7 | 2025 | 4 | 0 |  | 0.41055 | review | 4 | Resource 7. 20 MW, 80 MWh battery. | 20 | CAISO_Li_Battery | 1 | battery | battery_2025_4 | 100% | 1 | 8.2111 | 8.2111 | ok | physical | 0 | 1 | VSTAES_6_VESBT1_D.19-11-016 Resource 7_Resource 7. 20 MW, 80 MWh battery. | 0 | 0 | 1 | 1 | 1 | 1 | 1 | 1 | 1 | 1
SDGE | VSTAES_6_VESBT1 | D.19-11-016 Resource 7 | 2025 | 5 | 0 |  | 0.41055 | review | 4 | Resource 7. 20 MW, 80 MWh battery. | 20 | CAISO_Li_Battery | 1 | battery | battery_2025_5 | 100% | 1 | 8.2111 | 8.2111 | ok | physical | 0 | 1 | VSTAES_6_VESBT1_D.19-11-016 Resource 7_Resource 7. 20 MW, 80 MWh battery. | 0 | 0 | 1 | 1 | 1 | 1 | 1 | 1 | 1 | 1
SDGE | VSTAES_6_VESBT1 | D.19-11-016 Resource 7 | 2025 | 6 | 0 |  | 0.41055 | review | 4 | Resource 7. 20 MW, 80 MWh battery. | 20 | CAISO_Li_Battery | 1 | battery | battery_2025_6 | 100% | 1 | 8.2111 | 8.2111 | ok | physical | 0 | 1 | VSTAES_6_VESBT1_D.19-11-016 Resource 7_Resource 7. 20 MW, 80 MWh battery. | 0 | 0 | 1 | 1 | 1 | 1 | 1 | 1 | 1 | 1
SDGE | VSTAES_6_VESBT1 | D.19-11-016 Resource 7 | 2025 | 7 | 0 |  | 0.41055 | review | 4 | Resource 7. 20 MW, 80 MWh battery. | 20 | CAISO_Li_Battery | 1 | battery | battery_2025_7 | 100% | 1 | 8.2111 | 8.2111 | ok | physical | 0 | 1 | VSTAES_6_VESBT1_D.19-11-016 Resource 7_Resource 7. 20 MW, 80 MWh battery. | 0 | 0 | 1 | 1 | 1 | 1 | 1 | 1 | 1 | 1
SDGE | VSTAES_6_VESBT1 | D.19-11-016 Resource 7 | 2025 | 8 | 0 |  | 0.41055 | review | 4 | Resource 7. 20 MW, 80 MWh battery. | 20 | CAISO_Li_Battery | 1 | battery | battery_2025_8 | 100% | 1 | 8.2111 | 8.2111 | ok | physical | 0 | 1 | VSTAES_6_VESBT1_D.19-11-016 Resource 7_Resource 7. 20 MW, 80 MWh battery. | 0 | 0 | 1 | 1 | 1 | 1 | 1 | 1 | 1 | 1
SDGE | VSTAES_6_VESBT1 | D.19-11-016 Resource 7 | 2025 | 9 | 0 |  | 0.41055 | review | 4 | Resource 7. 20 MW, 80 MWh battery. | 20 | CAISO_Li_Battery | 1 | battery | battery_2025_9 | 100% | 1 | 8.2111 | 8.2111 | ok | physical | 0 | 1 | VSTAES_6_VESBT1_D.19-11-016 Resource 7_Resource 7. 20 MW, 80 MWh battery. | 0 | 0 | 1 | 1 | 1 | 1 | 1 | 1 | 1 | 1
SDGE | VSTAES_6_VESBT1 | D.19-11-016 Resource 7 | 2025 | 10 | 0 |  | 0.41055 | review | 4 | Resource 7. 20 MW, 80 MWh battery. | 20 | CAISO_Li_Battery | 1 | battery | battery_2025_10 | 100% | 1 | 8.2111 | 8.2111 | ok | physical | 0 | 1 | VSTAES_6_VESBT1_D.19-11-016 Resource 7_Resource 7. 20 MW, 80 MWh battery. | 0 | 0 | 1 | 1 | 1 | 1 | 1 | 1 | 1 | 1
SDGE | VSTAES_6_VESBT1 | D.19-11-016 Resource 7 | 2025 | 11 | 0 |  | 0.41055 | review | 4 | Resource 7. 20 MW, 80 MWh battery. | 20 | CAISO_Li_Battery | 1 | battery | battery_2025_11 | 100% | 1 | 8.2111 | 8.2111 | ok | physical | 0 | 1 | VSTAES_6_VESBT1_D.19-11-016 Resource 7_Resource 7. 20 MW, 80 MWh battery. | 0 | 0 | 1 | 1 | 1 | 1 | 1 | 1 | 1 | 1
SDGE | VSTAES_6_VESBT1 | D.19-11-016 Resource 7 | 2025 | 12 | 0 |  | 0.41055 | review | 4 | Resource 7. 20 MW, 80 MWh battery. | 20 | CAISO_Li_Battery | 1 | battery | battery_2025_12 | 100% | 1 | 8.2111 | 8.2111 | ok | physical | 0 | 1 | VSTAES_6_VESBT1_D.19-11-016 Resource 7_Resource 7. 20 MW, 80 MWh battery. | 0 | 0 | 1 | 1 | 1 | 1 | 1 | 1 | 1 | 1
SDGE | VSTAES_6_VESBT1 | D.19-11-016 Resource 7 | 2026 | 1 | 0 |  | 0.41055 | review | 4 | Resource 7. 20 MW, 80 MWh battery. | 20 | CAISO_Li_Battery | 1 | battery | battery_2026_1 | 100% | 1 | 8.2111 | 8.2111 | ok | physical | 0 | 1 | VSTAES_6_VESBT1_D.19-11-016 Resource 7_Resource 7. 20 MW, 80 MWh battery. | 0 | 0 | 1 | 1 | 1 | 1 | 1 | 1 | 1 | 1
SDGE | VSTAES_6_VESBT1 | D.19-11-016 Resource 7 | 2026 | 2 | 0 |  | 0.41055 | review | 4 | Resource 7. 20 MW, 80 MWh battery. | 20 | CAISO_Li_Battery | 1 | battery | battery_2026_2 | 100% | 1 | 8.2111 | 8.2111 | ok | physical | 0 | 1 | VSTAES_6_VESBT1_D.19-11-016 Resource 7_Resource 7. 20 MW, 80 MWh battery. | 0 | 0 | 1 | 1 | 1 | 1 | 1 | 1 | 1 | 1
SDGE | VSTAES_6_VESBT1 | D.19-11-016 Resource 7 | 2026 | 3 | 0 |  | 0.41055 | review | 4 | Resource 7. 20 MW, 80 MWh battery. | 20 | CAISO_Li_Battery | 1 | battery | battery_2026_3 | 100% | 1 | 8.2111 | 8.2111 | ok | physical | 0 | 1 | VSTAES_6_VESBT1_D.19-11-016 Resource 7_Resource 7. 20 MW, 80 MWh battery. | 0 | 0 | 1 | 1 | 1 | 1 | 1 | 1 | 1 | 1
SDGE | VSTAES_6_VESBT1 | D.19-11-016 Resource 7 | 2026 | 4 | 0 |  | 0.41055 | review | 4 | Resource 7. 20 MW, 80 MWh battery. | 20 | CAISO_Li_Battery | 1 | battery | battery_2026_4 | 100% | 1 | 8.2111 | 8.2111 | ok | physical | 0 | 1 | VSTAES_6_VESBT1_D.19-11-016 Resource 7_Resource 7. 20 MW, 80 MWh battery. | 0 | 0 | 1 | 1 | 1 | 1 | 1 | 1 | 1 | 1
SDGE | VSTAES_6_VESBT1 | D.19-11-016 Resource 7 | 2026 | 5 | 0 |  | 0.41055 | review | 4 | Resource 7. 20 MW, 80 MWh battery. | 20 | CAISO_Li_Battery | 1 | battery | battery_2026_5 | 100% | 1 | 8.2111 | 8.2111 | ok | physical | 0 | 1 | VSTAES_6_VESBT1_D.19-11-016 Resource 7_Resource 7. 20 MW, 80 MWh battery. | 0 | 0 | 1 | 1 | 1 | 1 | 1 | 1 | 1 | 1
SDGE | VSTAES_6_VESBT1 | D.19-11-016 Resource 7 | 2026 | 6 | 0 |  | 0.41055 | review | 4 | Resource 7. 20 MW, 80 MWh battery. | 20 | CAISO_Li_Battery | 1 | battery | battery_2026_6 | 100% | 1 | 8.2111 | 8.2111 | ok | physical | 0 | 1 | VSTAES_6_VESBT1_D.19-11-016 Resource 7_Resource 7. 20 MW, 80 MWh battery. | 0 | 0 | 1 | 1 | 1 | 1 | 1 | 1 | 1 | 1
SDGE | VSTAES_6_VESBT1 | D.19-11-016 Resource 7 | 2026 | 7 | 0 |  | 0.41055 | review | 4 | Resource 7. 20 MW, 80 MWh battery. | 20 | CAISO_Li_Battery | 1 | battery | battery_2026_7 | 100% | 1 | 8.2111 | 8.2111 | ok | physical | 0 | 1 | VSTAES_6_VESBT1_D.19-11-016 Resource 7_Resource 7. 20 MW, 80 MWh battery. | 0 | 0 | 1 | 1 | 1 | 1 | 1 | 1 | 1 | 1
SDGE | VSTAES_6_VESBT1 | D.19-11-016 Resource 7 | 2026 | 8 | 0 |  | 0.41055 | review | 4 | Resource 7. 20 MW, 80 MWh battery. | 20 | CAISO_Li_Battery | 1 | battery | battery_2026_8 | 100% | 1 | 8.2111 | 8.2111 | ok | physical | 0 | 1 | VSTAES_6_VESBT1_D.19-11-016 Resource 7_Resource 7. 20 MW, 80 MWh battery. | 0 | 0 | 1 | 1 | 1 | 1 | 1 | 1 | 1 | 1
SDGE | VSTAES_6_VESBT1 | D.19-11-016 Resource 7 | 2026 | 9 | 0 |  | 0.41055 | review | 4 | Resource 7. 20 MW, 80 MWh battery. | 20 | CAISO_Li_Battery | 1 | battery | battery_2026_9 | 100% | 1 | 8.2111 | 8.2111 | ok | physical | 0 | 1 | VSTAES_6_VESBT1_D.19-11-016 Resource 7_Resource 7. 20 MW, 80 MWh battery. | 0 | 0 | 1 | 1 | 1 | 1 | 1 | 1 | 1 | 1
SDGE | VSTAES_6_VESBT1 | D.19-11-016 Resource 7 | 2026 | 10 | 0 |  | 0.41055 | review | 4 | Resource 7. 20 MW, 80 MWh battery. | 20 | CAISO_Li_Battery | 1 | battery | battery_2026_10 | 100% | 1 | 8.2111 | 8.2111 | ok | physical | 0 | 1 | VSTAES_6_VESBT1_D.19-11-016 Resource 7_Resource 7. 20 MW, 80 MWh battery. | 0 | 0 | 1 | 1 | 1 | 1 | 1 | 1 | 1 | 1
SDGE | VSTAES_6_VESBT1 | D.19-11-016 Resource 7 | 2026 | 11 | 0 |  | 0.41055 | review | 4 | Resource 7. 20 MW, 80 MWh battery. | 20 | CAISO_Li_Battery | 1 | battery | battery_2026_11 | 100% | 1 | 8.2111 | 8.2111 | ok | physical | 0 | 1 | VSTAES_6_VESBT1_D.19-11-016 Resource 7_Resource 7. 20 MW, 80 MWh battery. | 0 | 0 | 1 | 1 | 1 | 1 | 1 | 1 | 1 | 1
SDGE | VSTAES_6_VESBT1 | D.19-11-016 Resource 7 | 2026 | 12 | 0 |  | 0.41055 | review | 4 | Resource 7. 20 MW, 80 MWh battery. | 20 | CAISO_Li_Battery | 1 | battery | battery_2026_12 | 100% | 1 | 8.2111 | 8.2111 | ok | physical | 0 | 1 | VSTAES_6_VESBT1_D.19-11-016 Resource 7_Resource 7. 20 MW, 80 MWh battery. | 0 | 0 | 1 | 1 | 1 | 1 | 1 | 1 | 1 | 1
SDGE | VSTAES_6_VESBT1 | D.19-11-016 Resource 7 | 2027 | 1 | 0 |  | 0.41055 | review | 4 | Resource 7. 20 MW, 80 MWh battery. | 20 | CAISO_Li_Battery | 1 | battery | battery_2027_1 | 98.3% | 1 | 8.0716 | 8.0716 | ok | physical | 0 | 1 | VSTAES_6_VESBT1_D.19-11-016 Resource 7_Resource 7. 20 MW, 80 MWh battery. | 0 | 0 | 1 | 1 | 1 | 1 | 1 | 1 | 1 | 1
SDGE | VSTAES_6_VESBT1 | D.19-11-016 Resource 7 | 2027 | 2 | 0 |  | 0.41055 | review | 4 | Resource 7. 20 MW, 80 MWh battery. | 20 | CAISO_Li_Battery | 1 | battery | battery_2027_2 | 98.3% | 1 | 8.0716 | 8.0716 | ok | physical | 0 | 1 | VSTAES_6_VESBT1_D.19-11-016 Resource 7_Resource 7. 20 MW, 80 MWh battery. | 0 | 0 | 1 | 1 | 1 | 1 | 1 | 1 | 1 | 1
SDGE | VSTAES_6_VESBT1 | D.19-11-016 Resource 7 | 2027 | 3 | 0 |  | 0.41055 | review | 4 | Resource 7. 20 MW, 80 MWh battery. | 20 | CAISO_Li_Battery | 1 | battery | battery_2027_3 | 98.3% | 1 | 8.0716 | 8.0716 | ok | physical | 0 | 1 | VSTAES_6_VESBT1_D.19-11-016 Resource 7_Resource 7. 20 MW, 80 MWh battery. | 0 | 0 | 1 | 1 | 1 | 1 | 1 | 1 | 1 | 1
SDGE | VSTAES_6_VESBT1 | D.19-11-016 Resource 7 | 2027 | 4 | 0 |  | 0.41055 | review | 4 | Resource 7. 20 MW, 80 MWh battery. | 20 | CAISO_Li_Battery | 1 | battery | battery_2027_4 | 98.3% | 1 | 8.0716 | 8.0716 | ok | physical | 0 | 1 | VSTAES_6_VESBT1_D.19-11-016 Resource 7_Resource 7. 20 MW, 80 MWh battery. | 0 | 0 | 1 | 1 | 1 | 1 | 1 | 1 | 1 | 1
SDGE | VSTAES_6_VESBT1 | D.19-11-016 Resource 7 | 2027 | 5 | 0 |  | 0.41055 | review | 4 | Resource 7. 20 MW, 80 MWh battery. | 20 | CAISO_Li_Battery | 1 | battery | battery_2027_5 | 98.3% | 1 | 8.0716 | 8.0716 | ok | physical | 0 | 1 | VSTAES_6_VESBT1_D.19-11-016 Resource 7_Resource 7. 20 MW, 80 MWh battery. | 0 | 0 | 1 | 1 | 1 | 1 | 1 | 1 | 1 | 1
SDGE | VSTAES_6_VESBT1 | D.19-11-016 Resource 7 | 2027 | 6 | 0 |  | 0.41055 | review | 4 | Resource 7. 20 MW, 80 MWh battery. | 20 | CAISO_Li_Battery | 1 | battery | battery_2027_6 | 98.3% | 1 | 8.0716 | 8.0716 | ok | physical | 0 | 1 | VSTAES_6_VESBT1_D.19-11-016 Resource 7_Resource 7. 20 MW, 80 MWh battery. | 0 | 0 | 1 | 1 | 1 | 1 | 1 | 1 | 1 | 1
SDGE | VSTAES_6_VESBT1 | D.19-11-016 Resource 7 | 2027 | 7 | 0 |  | 0.41055 | review | 4 | Resource 7. 20 MW, 80 MWh battery. | 20 | CAISO_Li_Battery | 1 | battery | battery_2027_7 | 98.3% | 1 | 8.0716 | 8.0716 | ok | physical | 0 | 1 | VSTAES_6_VESBT1_D.19-11-016 Resource 7_Resource 7. 20 MW, 80 MWh battery. | 0 | 0 | 1 | 1 | 1 | 1 | 1 | 1 | 1 | 1
SDGE | VSTAES_6_VESBT1 | D.19-11-016 Resource 7 | 2027 | 8 | 0 |  | 0.41055 | review | 4 | Resource 7. 20 MW, 80 MWh battery. | 20 | CAISO_Li_Battery | 1 | battery | battery_2027_8 | 98.3% | 1 | 8.0716 | 8.0716 | ok | physical | 0 | 1 | VSTAES_6_VESBT1_D.19-11-016 Resource 7_Resource 7. 20 MW, 80 MWh battery. | 0 | 0 | 1 | 1 | 1 | 1 | 1 | 1 | 1 | 1
SDGE | VSTAES_6_VESBT1 | D.19-11-016 Resource 7 | 2027 | 9 | 0 |  | 0.41055 | review | 4 | Resource 7. 20 MW, 80 MWh battery. | 20 | CAISO_Li_Battery | 1 | battery | battery_2027_9 | 98.3% | 1 | 8.0716 | 8.0716 | ok | physical | 0 | 1 | VSTAES_6_VESBT1_D.19-11-016 Resource 7_Resource 7. 20 MW, 80 MWh battery. | 0 | 0 | 1 | 1 | 1 | 1 | 1 | 1 | 1 | 1
SDGE | VSTAES_6_VESBT1 | D.19-11-016 Resource 7 | 2027 | 10 | 0 |  | 0.41055 | review | 4 | Resource 7. 20 MW, 80 MWh battery. | 20 | CAISO_Li_Battery | 1 | battery | battery_2027_10 | 98.3% | 1 | 8.0716 | 8.0716 | ok | physical | 0 | 1 | VSTAES_6_VESBT1_D.19-11-016 Resource 7_Resource 7. 20 MW, 80 MWh battery. | 0 | 0 | 1 | 1 | 1 | 1 | 1 | 1 | 1 | 1
SDGE | VSTAES_6_VESBT1 | D.19-11-016 Resource 7 | 2027 | 11 | 0 |  | 0.41055 | review | 4 | Resource 7. 20 MW, 80 MWh battery. | 20 | CAISO_Li_Battery | 1 | battery | battery_2027_11 | 98.3% | 1 | 8.0716 | 8.0716 | ok | physical | 0 | 1 | VSTAES_6_VESBT1_D.19-11-016 Resource 7_Resource 7. 20 MW, 80 MWh battery. | 0 | 0 | 1 | 1 | 1 | 1 | 1 | 1 | 1 | 1
SDGE | VSTAES_6_VESBT1 | D.19-11-016 Resource 7 | 2027 | 12 | 0 |  | 0.41055 | review | 4 | Resource 7. 20 MW, 80 MWh battery. | 20 | CAISO_Li_Battery | 1 | battery | battery_2027_12 | 98.3% | 1 | 8.0716 | 8.0716 | ok | physical | 0 | 1 | VSTAES_6_VESBT1_D.19-11-016 Resource 7_Resource 7. 20 MW, 80 MWh battery. | 0 | 0 | 1 | 1 | 1 | 1 | 1 | 1 | 1 | 1
SDGE | VSTAES_6_VESBT1 | D.19-11-016 Resource 7 | 2028 | 1 | 0 |  | 0.41055 | review | 4 | Resource 7. 20 MW, 80 MWh battery. | 20 | CAISO_Li_Battery | 1 | battery | battery_2028_1 | 96.6% | 1 | 7.9321 | 7.9321 | ok | physical | 0 | 1 | VSTAES_6_VESBT1_D.19-11-016 Resource 7_Resource 7. 20 MW, 80 MWh battery. | 0 | 0 | 1 | 1 | 1 | 1 | 1 | 1 | 1 | 1
SDGE | VSTAES_6_VESBT1 | D.19-11-016 Resource 7 | 2028 | 2 | 0 |  | 0.41055 | review | 4 | Resource 7. 20 MW, 80 MWh battery. | 20 | CAISO_Li_Battery | 1 | battery | battery_2028_2 | 96.6% | 1 | 7.9321 | 7.9321 | ok | physical | 0 | 1 | VSTAES_6_VESBT1_D.19-11-016 Resource 7_Resource 7. 20 MW, 80 MWh battery. | 0 | 0 | 1 | 1 | 1 | 1 | 1 | 1 | 1 | 1
SDGE | VSTAES_6_VESBT1 | D.19-11-016 Resource 7 | 2028 | 3 | 0 |  | 0.41055 | review | 4 | Resource 7. 20 MW, 80 MWh battery. | 20 | CAISO_Li_Battery | 1 | battery | battery_2028_3 | 96.6% | 1 | 7.9321 | 7.9321 | ok | physical | 0 | 1 | VSTAES_6_VESBT1_D.19-11-016 Resource 7_Resource 7. 20 MW, 80 MWh battery. | 0 | 0 | 1 | 1 | 1 | 1 | 1 | 1 | 1 | 1
SDGE | VSTAES_6_VESBT1 | D.19-11-016 Resource 7 | 2028 | 4 | 0 |  | 0.41055 | review | 4 | Resource 7. 20 MW, 80 MWh battery. | 20 | CAISO_Li_Battery | 1 | battery | battery_2028_4 | 96.6% | 1 | 7.9321 | 7.9321 | ok | physical | 0 | 1 | VSTAES_6_VESBT1_D.19-11-016 Resource 7_Resource 7. 20 MW, 80 MWh battery. | 0 | 0 | 1 | 1 | 1 | 1 | 1 | 1 | 1 | 1
SDGE | VSTAES_6_VESBT1 | D.19-11-016 Resource 7 | 2028 | 5 | 0 |  | 0.41055 | review | 4 | Resource 7. 20 MW, 80 MWh battery. | 20 | CAISO_Li_Battery | 1 | battery | battery_2028_5 | 96.6% | 1 | 7.9321 | 7.9321 | ok | physical | 0 | 1 | VSTAES_6_VESBT1_D.19-11-016 Resource 7_Resource 7. 20 MW, 80 MWh battery. | 0 | 0 | 1 | 1 | 1 | 1 | 1 | 1 | 1 | 1
SDGE | VSTAES_6_VESBT1 | D.19-11-016 Resource 7 | 2028 | 6 | 0 |  | 0.41055 | review | 4 | Resource 7. 20 MW, 80 MWh battery. | 20 | CAISO_Li_Battery | 1 | battery | battery_2028_6 | 96.6% | 1 | 7.9321 | 7.9321 | ok | physical | 0 | 1 | VSTAES_6_VESBT1_D.19-11-016 Resource 7_Resource 7. 20 MW, 80 MWh battery. | 0 | 0 | 1 | 1 | 1 | 1 | 1 | 1 | 1 | 1
SDGE | VSTAES_6_VESBT1 | D.19-11-016 Resource 7 | 2028 | 7 | 0 |  | 0.41055 | review | 4 | Resource 7. 20 MW, 80 MWh battery. | 20 | CAISO_Li_Battery | 1 | battery | battery_2028_7 | 96.6% | 1 | 7.9321 | 7.9321 | ok | physical | 0 | 1 | VSTAES_6_VESBT1_D.19-11-016 Resource 7_Resource 7. 20 MW, 80 MWh battery. | 0 | 0 | 1 | 1 | 1 | 1 | 1 | 1 | 1 | 1
SDGE | VSTAES_6_VESBT1 | D.19-11-016 Resource 7 | 2028 | 8 | 0 |  | 0.41055 | review | 4 | Resource 7. 20 MW, 80 MWh battery. | 20 | CAISO_Li_Battery | 1 | battery | battery_2028_8 | 96.6% | 1 | 7.9321 | 7.9321 | ok | physical | 0 | 1 | VSTAES_6_VESBT1_D.19-11-016 Resource 7_Resource 7. 20 MW, 80 MWh battery. | 0 | 0 | 1 | 1 | 1 | 1 | 1 | 1 | 1 | 1
SDGE | VSTAES_6_VESBT1 | D.19-11-016 Resource 7 | 2028 | 9 | 0 |  | 0.41055 | review | 4 | Resource 7. 20 MW, 80 MWh battery. | 20 | CAISO_Li_Battery | 1 | battery | battery_2028_9 | 96.6% | 1 | 7.9321 | 7.9321 | ok | physical | 0 | 1 | VSTAES_6_VESBT1_D.19-11-016 Resource 7_Resource 7. 20 MW, 80 MWh battery. | 0 | 0 | 1 | 1 | 1 | 1 | 1 | 1 | 1 | 1
SDGE | VSTAES_6_VESBT1 | D.19-11-016 Resource 7 | 2028 | 10 | 0 |  | 0.41055 | review | 4 | Resource 7. 20 MW, 80 MWh battery. | 20 | CAISO_Li_Battery | 1 | battery | battery_2028_10 | 96.6% | 1 | 7.9321 | 7.9321 | ok | physical | 0 | 1 | VSTAES_6_VESBT1_D.19-11-016 Resource 7_Resource 7. 20 MW, 80 MWh battery. | 0 | 0 | 1 | 1 | 1 | 1 | 1 | 1 | 1 | 1
SDGE | VSTAES_6_VESBT1 | D.19-11-016 Resource 7 | 2028 | 11 | 0 |  | 0.41055 | review | 4 | Resource 7. 20 MW, 80 MWh battery. | 20 | CAISO_Li_Battery | 1 | battery | battery_2028_11 | 96.6% | 1 | 7.9321 | 7.9321 | ok | physical | 0 | 1 | VSTAES_6_VESBT1_D.19-11-016 Resource 7_Resource 7. 20 MW, 80 MWh battery. | 0 | 0 | 1 | 1 | 1 | 1 | 1 | 1 | 1 | 1
SDGE | VSTAES_6_VESBT1 | D.19-11-016 Resource 7 | 2028 | 12 | 0 |  | 0.41055 | review | 4 | Resource 7. 20 MW, 80 MWh battery. | 20 | CAISO_Li_Battery | 1 | battery | battery_2028_12 | 96.6% | 1 | 7.9321 | 7.9321 | ok | physical | 0 | 1 | VSTAES_6_VESBT1_D.19-11-016 Resource 7_Resource 7. 20 MW, 80 MWh battery. | 0 | 0 | 1 | 1 | 1 | 1 | 1 | 1 | 1 | 1
SDGE | VSTAES_6_VESBT1 | D.19-11-016 Resource 7 | 2029 | 1 | 0 |  | 0.41055 | review | 4 | Resource 7. 20 MW, 80 MWh battery. | 20 | CAISO_Li_Battery | 1 | battery | battery_2029_1 | 94.9% | 1 | 7.7926 | 7.7926 | ok | physical | 0 | 1 | VSTAES_6_VESBT1_D.19-11-016 Resource 7_Resource 7. 20 MW, 80 MWh battery. | 0 | 0 | 1 | 1 | 1 | 1 | 1 | 1 | 1 | 1
SDGE | VSTAES_6_VESBT1 | D.19-11-016 Resource 7 | 2029 | 2 | 0 |  | 0.41055 | review | 4 | Resource 7. 20 MW, 80 MWh battery. | 20 | CAISO_Li_Battery | 1 | battery | battery_2029_2 | 94.9% | 1 | 7.7926 | 7.7926 | ok | physical | 0 | 1 | VSTAES_6_VESBT1_D.19-11-016 Resource 7_Resource 7. 20 MW, 80 MWh battery. | 0 | 0 | 1 | 1 | 1 | 1 | 1 | 1 | 1 | 1
SDGE | VSTAES_6_VESBT1 | D.19-11-016 Resource 7 | 2029 | 3 | 0 |  | 0.41055 | review | 4 | Resource 7. 20 MW, 80 MWh battery. | 20 | CAISO_Li_Battery | 1 | battery | battery_2029_3 | 94.9% | 1 | 7.7926 | 7.7926 | ok | physical | 0 | 1 | VSTAES_6_VESBT1_D.19-11-016 Resource 7_Resource 7. 20 MW, 80 MWh battery. | 0 | 0 | 1 | 1 | 1 | 1 | 1 | 1 | 1 | 1
SDGE | VSTAES_6_VESBT1 | D.19-11-016 Resource 7 | 2029 | 4 | 0 |  | 0.41055 | review | 4 | Resource 7. 20 MW, 80 MWh battery. | 20 | CAISO_Li_Battery | 1 | battery | battery_2029_4 | 94.9% | 1 | 7.7926 | 7.7926 | ok | physical | 0 | 1 | VSTAES_6_VESBT1_D.19-11-016 Resource 7_Resource 7. 20 MW, 80 MWh battery. | 0 | 0 | 1 | 1 | 1 | 1 | 1 | 1 | 1 | 1
SDGE | VSTAES_6_VESBT1 | D.19-11-016 Resource 7 | 2029 | 5 | 0 |  | 0.41055 | review | 4 | Resource 7. 20 MW, 80 MWh battery. | 20 | CAISO_Li_Battery | 1 | battery | battery_2029_5 | 94.9% | 1 | 7.7926 | 7.7926 | ok | physical | 0 | 1 | VSTAES_6_VESBT1_D.19-11-016 Resource 7_Resource 7. 20 MW, 80 MWh battery. | 0 | 0 | 1 | 1 | 1 | 1 | 1 | 1 | 1 | 1
SDGE | VSTAES_6_VESBT1 | D.19-11-016 Resource 7 | 2029 | 6 | 0 |  | 0.41055 | review | 4 | Resource 7. 20 MW, 80 MWh battery. | 20 | CAISO_Li_Battery | 1 | battery | battery_2029_6 | 94.9% | 1 | 7.7926 | 7.7926 | ok | physical | 0 | 1 | VSTAES_6_VESBT1_D.19-11-016 Resource 7_Resource 7. 20 MW, 80 MWh battery. | 0 | 0 | 1 | 1 | 1 | 1 | 1 | 1 | 1 | 1
SDGE | VSTAES_6_VESBT1 | D.19-11-016 Resource 7 | 2029 | 7 | 0 |  | 0.41055 | review | 4 | Resource 7. 20 MW, 80 MWh battery. | 20 | CAISO_Li_Battery | 1 | battery | battery_2029_7 | 94.9% | 1 | 7.7926 | 7.7926 | ok | physical | 0 | 1 | VSTAES_6_VESBT1_D.19-11-016 Resource 7_Resource 7. 20 MW, 80 MWh battery. | 0 | 0 | 1 | 1 | 1 | 1 | 1 | 1 | 1 | 1
SDGE | VSTAES_6_VESBT1 | D.19-11-016 Resource 7 | 2029 | 8 | 0 |  | 0.41055 | review | 4 | Resource 7. 20 MW, 80 MWh battery. | 20 | CAISO_Li_Battery | 1 | battery | battery_2029_8 | 94.9% | 1 | 7.7926 | 7.7926 | ok | physical | 0 | 1 | VSTAES_6_VESBT1_D.19-11-016 Resource 7_Resource 7. 20 MW, 80 MWh battery. | 0 | 0 | 1 | 1 | 1 | 1 | 1 | 1 | 1 | 1
SDGE | VSTAES_6_VESBT1 | D.19-11-016 Resource 7 | 2029 | 9 | 0 |  | 0.41055 | review | 4 | Resource 7. 20 MW, 80 MWh battery. | 20 | CAISO_Li_Battery | 1 | battery | battery_2029_9 | 94.9% | 1 | 7.7926 | 7.7926 | ok | physical | 0 | 1 | VSTAES_6_VESBT1_D.19-11-016 Resource 7_Resource 7. 20 MW, 80 MWh battery. | 0 | 0 | 1 | 1 | 1 | 1 | 1 | 1 | 1 | 1
SDGE | VSTAES_6_VESBT1 | D.19-11-016 Resource 7 | 2029 | 10 | 0 |  | 0.41055 | review | 4 | Resource 7. 20 MW, 80 MWh battery. | 20 | CAISO_Li_Battery | 1 | battery | battery_2029_10 | 94.9% | 1 | 7.7926 | 7.7926 | ok | physical | 0 | 1 | VSTAES_6_VESBT1_D.19-11-016 Resource 7_Resource 7. 20 MW, 80 MWh battery. | 0 | 0 | 1 | 1 | 1 | 1 | 1 | 1 | 1 | 1
SDGE | VSTAES_6_VESBT1 | D.19-11-016 Resource 7 | 2029 | 11 | 0 |  | 0.41055 | review | 4 | Resource 7. 20 MW, 80 MWh battery. | 20 | CAISO_Li_Battery | 1 | battery | battery_2029_11 | 94.9% | 1 | 7.7926 | 7.7926 | ok | physical | 0 | 1 | VSTAES_6_VESBT1_D.19-11-016 Resource 7_Resource 7. 20 MW, 80 MWh battery. | 0 | 0 | 1 | 1 | 1 | 1 | 1 | 1 | 1 | 1
SDGE | VSTAES_6_VESBT1 | D.19-11-016 Resource 7 | 2029 | 12 | 0 |  | 0.41055 | review | 4 | Resource 7. 20 MW, 80 MWh battery. | 20 | CAISO_Li_Battery | 1 | battery | battery_2029_12 | 94.9% | 1 | 7.7926 | 7.7926 | ok | physical | 0 | 1 | VSTAES_6_VESBT1_D.19-11-016 Resource 7_Resource 7. 20 MW, 80 MWh battery. | 0 | 0 | 1 | 1 | 1 | 1 | 1 | 1 | 1 | 1
SDGE | VSTAES_6_VESBT1 | D.19-11-016 Resource 7 | 2030 | 1 | 0 |  | 0.41055 | review | 4 | Resource 7. 20 MW, 80 MWh battery. | 20 | CAISO_Li_Battery | 1 | battery | battery_2030_1 | 93.21% | 1 | 7.6532 | 7.6532 | ok | physical | 0 | 1 | VSTAES_6_VESBT1_D.19-11-016 Resource 7_Resource 7. 20 MW, 80 MWh battery. | 0 | 0 | 1 | 1 | 1 | 1 | 1 | 1 | 1 | 1
SDGE | VSTAES_6_VESBT1 | D.19-11-016 Resource 7 | 2030 | 2 | 0 |  | 0.41055 | review | 4 | Resource 7. 20 MW, 80 MWh battery. | 20 | CAISO_Li_Battery | 1 | battery | battery_2030_2 | 93.21% | 1 | 7.6532 | 7.6532 | ok | physical | 0 | 1 | VSTAES_6_VESBT1_D.19-11-016 Resource 7_Resource 7. 20 MW, 80 MWh battery. | 0 | 0 | 1 | 1 | 1 | 1 | 1 | 1 | 1 | 1
SDGE | VSTAES_6_VESBT1 | D.19-11-016 Resource 7 | 2030 | 3 | 0 |  | 0.41055 | review | 4 | Resource 7. 20 MW, 80 MWh battery. | 20 | CAISO_Li_Battery | 1 | battery | battery_2030_3 | 93.21% | 1 | 7.6532 | 7.6532 | ok | physical | 0 | 1 | VSTAES_6_VESBT1_D.19-11-016 Resource 7_Resource 7. 20 MW, 80 MWh battery. | 0 | 0 | 1 | 1 | 1 | 1 | 1 | 1 | 1 | 1
SDGE | VSTAES_6_VESBT1 | D.19-11-016 Resource 7 | 2030 | 4 | 0 |  | 0.41055 | review | 4 | Resource 7. 20 MW, 80 MWh battery. | 20 | CAISO_Li_Battery | 1 | battery | battery_2030_4 | 93.21% | 1 | 7.6532 | 7.6532 | ok | physical | 0 | 1 | VSTAES_6_VESBT1_D.19-11-016 Resource 7_Resource 7. 20 MW, 80 MWh battery. | 0 | 0 | 1 | 1 | 1 | 1 | 1 | 1 | 1 | 1
SDGE | VSTAES_6_VESBT1 | D.19-11-016 Resource 7 | 2030 | 5 | 0 |  | 0.41055 | review | 4 | Resource 7. 20 MW, 80 MWh battery. | 20 | CAISO_Li_Battery | 1 | battery | battery_2030_5 | 93.21% | 1 | 7.6532 | 7.6532 | ok | physical | 0 | 1 | VSTAES_6_VESBT1_D.19-11-016 Resource 7_Resource 7. 20 MW, 80 MWh battery. | 0 | 0 | 1 | 1 | 1 | 1 | 1 | 1 | 1 | 1
SDGE | VSTAES_6_VESBT1 | D.19-11-016 Resource 7 | 2030 | 6 | 0 |  | 0.41055 | review | 4 | Resource 7. 20 MW, 80 MWh battery. | 20 | CAISO_Li_Battery | 1 | battery | battery_2030_6 | 93.21% | 1 | 7.6532 | 7.6532 | ok | physical | 0 | 1 | VSTAES_6_VESBT1_D.19-11-016 Resource 7_Resource 7. 20 MW, 80 MWh battery. | 0 | 0 | 1 | 1 | 1 | 1 | 1 | 1 | 1 | 1
SDGE | VSTAES_6_VESBT1 | D.19-11-016 Resource 7 | 2030 | 7 | 0 |  | 0.41055 | review | 4 | Resource 7. 20 MW, 80 MWh battery. | 20 | CAISO_Li_Battery | 1 | battery | battery_2030_7 | 93.21% | 1 | 7.6532 | 7.6532 | ok | physical | 0 | 1 | VSTAES_6_VESBT1_D.19-11-016 Resource 7_Resource 7. 20 MW, 80 MWh battery. | 0 | 0 | 1 | 1 | 1 | 1 | 1 | 1 | 1 | 1
SDGE | VSTAES_6_VESBT1 | D.19-11-016 Resource 7 | 2030 | 8 | 0 |  | 0.41055 | review | 4 | Resource 7. 20 MW, 80 MWh battery. | 20 | CAISO_Li_Battery | 1 | battery | battery_2030_8 | 93.21% | 1 | 7.6532 | 7.6532 | ok | physical | 0 | 1 | VSTAES_6_VESBT1_D.19-11-016 Resource 7_Resource 7. 20 MW, 80 MWh battery. | 0 | 0 | 1 | 1 | 1 | 1 | 1 | 1 | 1 | 1
SDGE | VSTAES_6_VESBT1 | D.19-11-016 Resource 7 | 2030 | 9 | 0 |  | 0.41055 | review | 4 | Resource 7. 20 MW, 80 MWh battery. | 20 | CAISO_Li_Battery | 1 | battery | battery_2030_9 | 93.21% | 1 | 7.6532 | 7.6532 | ok | physical | 0 | 1 | VSTAES_6_VESBT1_D.19-11-016 Resource 7_Resource 7. 20 MW, 80 MWh battery. | 0 | 0 | 1 | 1 | 1 | 1 | 1 | 1 | 1 | 1
SDGE | VSTAES_6_VESBT1 | D.19-11-016 Resource 7 | 2030 | 10 | 0 |  | 0.41055 | review | 4 | Resource 7. 20 MW, 80 MWh battery. | 20 | CAISO_Li_Battery | 1 | battery | battery_2030_10 | 93.21% | 1 | 7.6532 | 7.6532 | ok | physical | 0 | 1 | VSTAES_6_VESBT1_D.19-11-016 Resource 7_Resource 7. 20 MW, 80 MWh battery. | 0 | 0 | 1 | 1 | 1 | 1 | 1 | 1 | 1 | 1
SDGE | VSTAES_6_VESBT1 | D.19-11-016 Resource 7 | 2030 | 11 | 0 |  | 0.41055 | review | 4 | Resource 7. 20 MW, 80 MWh battery. | 20 | CAISO_Li_Battery | 1 | battery | battery_2030_11 | 93.21% | 1 | 7.6532 | 7.6532 | ok | physical | 0 | 1 | VSTAES_6_VESBT1_D.19-11-016 Resource 7_Resource 7. 20 MW, 80 MWh battery. | 0 | 0 | 1 | 1 | 1 | 1 | 1 | 1 | 1 | 1
SDGE | VSTAES_6_VESBT1 | D.19-11-016 Resource 7 | 2030 | 12 | 0 |  | 0.41055 | review | 4 | Resource 7. 20 MW, 80 MWh battery. | 20 | CAISO_Li_Battery | 1 | battery | battery_2030_12 | 93.21% | 1 | 7.6532 | 7.6532 | ok | physical | 0 | 1 | VSTAES_6_VESBT1_D.19-11-016 Resource 7_Resource 7. 20 MW, 80 MWh battery. | 0 | 0 | 1 | 1 | 1 | 1 | 1 | 1 | 1 | 1
SDGE | New_Li_Battery | D.19-11-016 Resource 8 | 2023 | 8 | 0 |  | 0.41055 | planned_new | 4 | Resource 8, likely battery, to satisfy the rest of SDGE's 301.3 MW mandated reliability procurement. | 17.3 | CAISO_Battery | 0 | battery | battery_2023_8 | 100% | 1 | 7.1026 | 7.1026 | ok | new_resolve | 0 | 1 | New_Li_Battery_D.19-11-016 Resource 8_Resource 8, likely battery, to satisfy the rest of SDGE's 301.3 MW mandated reliability procurement. | 1 | 25 | 1 | 1 | 1 | 1 | 1 | 1 | 1 | 1
SDGE | New_Li_Battery | D.19-11-016 Resource 8 | 2023 | 9 | 0 |  | 0.41055 | planned_new | 4 | Resource 8, likely battery, to satisfy the rest of SDGE's 301.3 MW mandated reliability procurement. | 17.3 | CAISO_Battery | 0 | battery | battery_2023_9 | 100% | 1 | 7.1026 | 7.1026 | ok | new_resolve | 0 | 1 | New_Li_Battery_D.19-11-016 Resource 8_Resource 8, likely battery, to satisfy the rest of SDGE's 301.3 MW mandated reliability procurement. | 0 | 0 | 1 | 1 | 1 | 1 | 1 | 1 | 1 | 1
SDGE | New_Li_Battery | D.19-11-016 Resource 8 | 2023 | 10 | 0 |  | 0.41055 | planned_new | 4 | Resource 8, likely battery, to satisfy the rest of SDGE's 301.3 MW mandated reliability procurement. | 17.3 | CAISO_Battery | 0 | battery | battery_2023_10 | 100% | 1 | 7.1026 | 7.1026 | ok | new_resolve | 0 | 1 | New_Li_Battery_D.19-11-016 Resource 8_Resource 8, likely battery, to satisfy the rest of SDGE's 301.3 MW mandated reliability procurement. | 0 | 0 | 1 | 1 | 1 | 1 | 1 | 1 | 1 | 1
SDGE | New_Li_Battery | D.19-11-016 Resource 8 | 2023 | 11 | 0 |  | 0.41055 | planned_new | 4 | Resource 8, likely battery, to satisfy the rest of SDGE's 301.3 MW mandated reliability procurement. | 17.3 | CAISO_Battery | 0 | battery | battery_2023_11 | 100% | 1 | 7.1026 | 7.1026 | ok | new_resolve | 0 | 1 | New_Li_Battery_D.19-11-016 Resource 8_Resource 8, likely battery, to satisfy the rest of SDGE's 301.3 MW mandated reliability procurement. | 0 | 0 | 1 | 1 | 1 | 1 | 1 | 1 | 1 | 1
SDGE | New_Li_Battery | D.19-11-016 Resource 8 | 2023 | 12 | 0 |  | 0.41055 | planned_new | 4 | Resource 8, likely battery, to satisfy the rest of SDGE's 301.3 MW mandated reliability procurement. | 17.3 | CAISO_Battery | 0 | battery | battery_2023_12 | 100% | 1 | 7.1026 | 7.1026 | ok | new_resolve | 0 | 1 | New_Li_Battery_D.19-11-016 Resource 8_Resource 8, likely battery, to satisfy the rest of SDGE's 301.3 MW mandated reliability procurement. | 0 | 0 | 1 | 1 | 1 | 1 | 1 | 1 | 1 | 1
SDGE | New_Li_Battery | D.19-11-016 Resource 8 | 2024 | 1 | 0 |  | 0.41055 | planned_new | 4 | Resource 8, likely battery, to satisfy the rest of SDGE's 301.3 MW mandated reliability procurement. | 17.3 | CAISO_Battery | 0 | battery | battery_2024_1 | 100% | 1 | 7.1026 | 7.1026 | ok | new_resolve | 0 | 1 | New_Li_Battery_D.19-11-016 Resource 8_Resource 8, likely battery, to satisfy the rest of SDGE's 301.3 MW mandated reliability procurement. | 0 | 0 | 1 | 1 | 1 | 1 | 1 | 1 | 1 | 1
SDGE | New_Li_Battery | D.19-11-016 Resource 8 | 2024 | 2 | 0 |  | 0.41055 | planned_new | 4 | Resource 8, likely battery, to satisfy the rest of SDGE's 301.3 MW mandated reliability procurement. | 17.3 | CAISO_Battery | 0 | battery | battery_2024_2 | 100% | 1 | 7.1026 | 7.1026 | ok | new_resolve | 0 | 1 | New_Li_Battery_D.19-11-016 Resource 8_Resource 8, likely battery, to satisfy the rest of SDGE's 301.3 MW mandated reliability procurement. | 0 | 0 | 1 | 1 | 1 | 1 | 1 | 1 | 1 | 1
SDGE | New_Li_Battery | D.19-11-016 Resource 8 | 2024 | 3 | 0 |  | 0.41055 | planned_new | 4 | Resource 8, likely battery, to satisfy the rest of SDGE's 301.3 MW mandated reliability procurement. | 17.3 | CAISO_Battery | 0 | battery | battery_2024_3 | 100% | 1 | 7.1026 | 7.1026 | ok | new_resolve | 0 | 1 | New_Li_Battery_D.19-11-016 Resource 8_Resource 8, likely battery, to satisfy the rest of SDGE's 301.3 MW mandated reliability procurement. | 0 | 0 | 1 | 1 | 1 | 1 | 1 | 1 | 1 | 1
SDGE | New_Li_Battery | D.19-11-016 Resource 8 | 2024 | 4 | 0 |  | 0.41055 | planned_new | 4 | Resource 8, likely battery, to satisfy the rest of SDGE's 301.3 MW mandated reliability procurement. | 17.3 | CAISO_Battery | 0 | battery | battery_2024_4 | 100% | 1 | 7.1026 | 7.1026 | ok | new_resolve | 0 | 1 | New_Li_Battery_D.19-11-016 Resource 8_Resource 8, likely battery, to satisfy the rest of SDGE's 301.3 MW mandated reliability procurement. | 0 | 0 | 1 | 1 | 1 | 1 | 1 | 1 | 1 | 1
SDGE | New_Li_Battery | D.19-11-016 Resource 8 | 2024 | 5 | 0 |  | 0.41055 | planned_new | 4 | Resource 8, likely battery, to satisfy the rest of SDGE's 301.3 MW mandated reliability procurement. | 17.3 | CAISO_Battery | 0 | battery | battery_2024_5 | 100% | 1 | 7.1026 | 7.1026 | ok | new_resolve | 0 | 1 | New_Li_Battery_D.19-11-016 Resource 8_Resource 8, likely battery, to satisfy the rest of SDGE's 301.3 MW mandated reliability procurement. | 0 | 0 | 1 | 1 | 1 | 1 | 1 | 1 | 1 | 1
SDGE | New_Li_Battery | D.19-11-016 Resource 8 | 2024 | 6 | 0 |  | 0.41055 | planned_new | 4 | Resource 8, likely battery, to satisfy the rest of SDGE's 301.3 MW mandated reliability procurement. | 17.3 | CAISO_Battery | 0 | battery | battery_2024_6 | 100% | 1 | 7.1026 | 7.1026 | ok | new_resolve | 0 | 1 | New_Li_Battery_D.19-11-016 Resource 8_Resource 8, likely battery, to satisfy the rest of SDGE's 301.3 MW mandated reliability procurement. | 0 | 0 | 1 | 1 | 1 | 1 | 1 | 1 | 1 | 1
SDGE | New_Li_Battery | D.19-11-016 Resource 8 | 2024 | 7 | 0 |  | 0.41055 | planned_new | 4 | Resource 8, likely battery, to satisfy the rest of SDGE's 301.3 MW mandated reliability procurement. | 17.3 | CAISO_Battery | 0 | battery | battery_2024_7 | 100% | 1 | 7.1026 | 7.1026 | ok | new_resolve | 0 | 1 | New_Li_Battery_D.19-11-016 Resource 8_Resource 8, likely battery, to satisfy the rest of SDGE's 301.3 MW mandated reliability procurement. | 0 | 0 | 1 | 1 | 1 | 1 | 1 | 1 | 1 | 1
SDGE | New_Li_Battery | D.19-11-016 Resource 8 | 2024 | 8 | 0 |  | 0.41055 | planned_new | 4 | Resource 8, likely battery, to satisfy the rest of SDGE's 301.3 MW mandated reliability procurement. | 17.3 | CAISO_Battery | 0 | battery | battery_2024_8 | 100% | 1 | 7.1026 | 7.1026 | ok | new_resolve | 0 | 1 | New_Li_Battery_D.19-11-016 Resource 8_Resource 8, likely battery, to satisfy the rest of SDGE's 301.3 MW mandated reliability procurement. | 0 | 0 | 1 | 1 | 1 | 1 | 1 | 1 | 1 | 1
SDGE | New_Li_Battery | D.19-11-016 Resource 8 | 2024 | 9 | 0 |  | 0.41055 | planned_new | 4 | Resource 8, likely battery, to satisfy the rest of SDGE's 301.3 MW mandated reliability procurement. | 17.3 | CAISO_Battery | 0 | battery | battery_2024_9 | 100% | 1 | 7.1026 | 7.1026 | ok | new_resolve | 0 | 1 | New_Li_Battery_D.19-11-016 Resource 8_Resource 8, likely battery, to satisfy the rest of SDGE's 301.3 MW mandated reliability procurement. | 0 | 0 | 1 | 1 | 1 | 1 | 1 | 1 | 1 | 1
SDGE | New_Li_Battery | D.19-11-016 Resource 8 | 2024 | 10 | 0 |  | 0.41055 | planned_new | 4 | Resource 8, likely battery, to satisfy the rest of SDGE's 301.3 MW mandated reliability procurement. | 17.3 | CAISO_Battery | 0 | battery | battery_2024_10 | 100% | 1 | 7.1026 | 7.1026 | ok | new_resolve | 0 | 1 | New_Li_Battery_D.19-11-016 Resource 8_Resource 8, likely battery, to satisfy the rest of SDGE's 301.3 MW mandated reliability procurement. | 0 | 0 | 1 | 1 | 1 | 1 | 1 | 1 | 1 | 1
SDGE | New_Li_Battery | D.19-11-016 Resource 8 | 2024 | 11 | 0 |  | 0.41055 | planned_new | 4 | Resource 8, likely battery, to satisfy the rest of SDGE's 301.3 MW mandated reliability procurement. | 17.3 | CAISO_Battery | 0 | battery | battery_2024_11 | 100% | 1 | 7.1026 | 7.1026 | ok | new_resolve | 0 | 1 | New_Li_Battery_D.19-11-016 Resource 8_Resource 8, likely battery, to satisfy the rest of SDGE's 301.3 MW mandated reliability procurement. | 0 | 0 | 1 | 1 | 1 | 1 | 1 | 1 | 1 | 1
SDGE | New_Li_Battery | D.19-11-016 Resource 8 | 2024 | 12 | 0 |  | 0.41055 | planned_new | 4 | Resource 8, likely battery, to satisfy the rest of SDGE's 301.3 MW mandated reliability procurement. | 17.3 | CAISO_Battery | 0 | battery | battery_2024_12 | 100% | 1 | 7.1026 | 7.1026 | ok | new_resolve | 0 | 1 | New_Li_Battery_D.19-11-016 Resource 8_Resource 8, likely battery, to satisfy the rest of SDGE's 301.3 MW mandated reliability procurement. | 0 | 0 | 1 | 1 | 1 | 1 | 1 | 1 | 1 | 1
SDGE | New_Li_Battery | D.19-11-016 Resource 8 | 2025 | 1 | 0 |  | 0.41055 | planned_new | 4 | Resource 8, likely battery, to satisfy the rest of SDGE's 301.3 MW mandated reliability procurement. | 17.3 | CAISO_Battery | 0 | battery | battery_2025_1 | 100% | 1 | 7.1026 | 7.1026 | ok | new_resolve | 0 | 1 | New_Li_Battery_D.19-11-016 Resource 8_Resource 8, likely battery, to satisfy the rest of SDGE's 301.3 MW mandated reliability procurement. | 0 | 0 | 1 | 1 | 1 | 1 | 1 | 1 | 1 | 1
SDGE | New_Li_Battery | D.19-11-016 Resource 8 | 2025 | 2 | 0 |  | 0.41055 | planned_new | 4 | Resource 8, likely battery, to satisfy the rest of SDGE's 301.3 MW mandated reliability procurement. | 17.3 | CAISO_Battery | 0 | battery | battery_2025_2 | 100% | 1 | 7.1026 | 7.1026 | ok | new_resolve | 0 | 1 | New_Li_Battery_D.19-11-016 Resource 8_Resource 8, likely battery, to satisfy the rest of SDGE's 301.3 MW mandated reliability procurement. | 0 | 0 | 1 | 1 | 1 | 1 | 1 | 1 | 1 | 1
SDGE | New_Li_Battery | D.19-11-016 Resource 8 | 2025 | 3 | 0 |  | 0.41055 | planned_new | 4 | Resource 8, likely battery, to satisfy the rest of SDGE's 301.3 MW mandated reliability procurement. | 17.3 | CAISO_Battery | 0 | battery | battery_2025_3 | 100% | 1 | 7.1026 | 7.1026 | ok | new_resolve | 0 | 1 | New_Li_Battery_D.19-11-016 Resource 8_Resource 8, likely battery, to satisfy the rest of SDGE's 301.3 MW mandated reliability procurement. | 0 | 0 | 1 | 1 | 1 | 1 | 1 | 1 | 1 | 1
SDGE | New_Li_Battery | D.19-11-016 Resource 8 | 2025 | 4 | 0 |  | 0.41055 | planned_new | 4 | Resource 8, likely battery, to satisfy the rest of SDGE's 301.3 MW mandated reliability procurement. | 17.3 | CAISO_Battery | 0 | battery | battery_2025_4 | 100% | 1 | 7.1026 | 7.1026 | ok | new_resolve | 0 | 1 | New_Li_Battery_D.19-11-016 Resource 8_Resource 8, likely battery, to satisfy the rest of SDGE's 301.3 MW mandated reliability procurement. | 0 | 0 | 1 | 1 | 1 | 1 | 1 | 1 | 1 | 1
SDGE | New_Li_Battery | D.19-11-016 Resource 8 | 2025 | 5 | 0 |  | 0.41055 | planned_new | 4 | Resource 8, likely battery, to satisfy the rest of SDGE's 301.3 MW mandated reliability procurement. | 17.3 | CAISO_Battery | 0 | battery | battery_2025_5 | 100% | 1 | 7.1026 | 7.1026 | ok | new_resolve | 0 | 1 | New_Li_Battery_D.19-11-016 Resource 8_Resource 8, likely battery, to satisfy the rest of SDGE's 301.3 MW mandated reliability procurement. | 0 | 0 | 1 | 1 | 1 | 1 | 1 | 1 | 1 | 1
SDGE | New_Li_Battery | D.19-11-016 Resource 8 | 2025 | 6 | 0 |  | 0.41055 | planned_new | 4 | Resource 8, likely battery, to satisfy the rest of SDGE's 301.3 MW mandated reliability procurement. | 17.3 | CAISO_Battery | 0 | battery | battery_2025_6 | 100% | 1 | 7.1026 | 7.1026 | ok | new_resolve | 0 | 1 | New_Li_Battery_D.19-11-016 Resource 8_Resource 8, likely battery, to satisfy the rest of SDGE's 301.3 MW mandated reliability procurement. | 0 | 0 | 1 | 1 | 1 | 1 | 1 | 1 | 1 | 1
SDGE | New_Li_Battery | D.19-11-016 Resource 8 | 2025 | 7 | 0 |  | 0.41055 | planned_new | 4 | Resource 8, likely battery, to satisfy the rest of SDGE's 301.3 MW mandated reliability procurement. | 17.3 | CAISO_Battery | 0 | battery | battery_2025_7 | 100% | 1 | 7.1026 | 7.1026 | ok | new_resolve | 0 | 1 | New_Li_Battery_D.19-11-016 Resource 8_Resource 8, likely battery, to satisfy the rest of SDGE's 301.3 MW mandated reliability procurement. | 0 | 0 | 1 | 1 | 1 | 1 | 1 | 1 | 1 | 1
SDGE | New_Li_Battery | D.19-11-016 Resource 8 | 2025 | 8 | 0 |  | 0.41055 | planned_new | 4 | Resource 8, likely battery, to satisfy the rest of SDGE's 301.3 MW mandated reliability procurement. | 17.3 | CAISO_Battery | 0 | battery | battery_2025_8 | 100% | 1 | 7.1026 | 7.1026 | ok | new_resolve | 0 | 1 | New_Li_Battery_D.19-11-016 Resource 8_Resource 8, likely battery, to satisfy the rest of SDGE's 301.3 MW mandated reliability procurement. | 0 | 0 | 1 | 1 | 1 | 1 | 1 | 1 | 1 | 1
SDGE | New_Li_Battery | D.19-11-016 Resource 8 | 2025 | 9 | 0 |  | 0.41055 | planned_new | 4 | Resource 8, likely battery, to satisfy the rest of SDGE's 301.3 MW mandated reliability procurement. | 17.3 | CAISO_Battery | 0 | battery | battery_2025_9 | 100% | 1 | 7.1026 | 7.1026 | ok | new_resolve | 0 | 1 | New_Li_Battery_D.19-11-016 Resource 8_Resource 8, likely battery, to satisfy the rest of SDGE's 301.3 MW mandated reliability procurement. | 0 | 0 | 1 | 1 | 1 | 1 | 1 | 1 | 1 | 1
SDGE | New_Li_Battery | D.19-11-016 Resource 8 | 2025 | 10 | 0 |  | 0.41055 | planned_new | 4 | Resource 8, likely battery, to satisfy the rest of SDGE's 301.3 MW mandated reliability procurement. | 17.3 | CAISO_Battery | 0 | battery | battery_2025_10 | 100% | 1 | 7.1026 | 7.1026 | ok | new_resolve | 0 | 1 | New_Li_Battery_D.19-11-016 Resource 8_Resource 8, likely battery, to satisfy the rest of SDGE's 301.3 MW mandated reliability procurement. | 0 | 0 | 1 | 1 | 1 | 1 | 1 | 1 | 1 | 1
SDGE | New_Li_Battery | D.19-11-016 Resource 8 | 2025 | 11 | 0 |  | 0.41055 | planned_new | 4 | Resource 8, likely battery, to satisfy the rest of SDGE's 301.3 MW mandated reliability procurement. | 17.3 | CAISO_Battery | 0 | battery | battery_2025_11 | 100% | 1 | 7.1026 | 7.1026 | ok | new_resolve | 0 | 1 | New_Li_Battery_D.19-11-016 Resource 8_Resource 8, likely battery, to satisfy the rest of SDGE's 301.3 MW mandated reliability procurement. | 0 | 0 | 1 | 1 | 1 | 1 | 1 | 1 | 1 | 1
SDGE | New_Li_Battery | D.19-11-016 Resource 8 | 2025 | 12 | 0 |  | 0.41055 | planned_new | 4 | Resource 8, likely battery, to satisfy the rest of SDGE's 301.3 MW mandated reliability procurement. | 17.3 | CAISO_Battery | 0 | battery | battery_2025_12 | 100% | 1 | 7.1026 | 7.1026 | ok | new_resolve | 0 | 1 | New_Li_Battery_D.19-11-016 Resource 8_Resource 8, likely battery, to satisfy the rest of SDGE's 301.3 MW mandated reliability procurement. | 0 | 0 | 1 | 1 | 1 | 1 | 1 | 1 | 1 | 1
SDGE | New_Li_Battery | D.19-11-016 Resource 8 | 2026 | 1 | 0 |  | 0.41055 | planned_new | 4 | Resource 8, likely battery, to satisfy the rest of SDGE's 301.3 MW mandated reliability procurement. | 17.3 | CAISO_Battery | 0 | battery | battery_2026_1 | 100% | 1 | 7.1026 | 7.1026 | ok | new_resolve | 0 | 1 | New_Li_Battery_D.19-11-016 Resource 8_Resource 8, likely battery, to satisfy the rest of SDGE's 301.3 MW mandated reliability procurement. | 0 | 0 | 1 | 1 | 1 | 1 | 1 | 1 | 1 | 1
SDGE | New_Li_Battery | D.19-11-016 Resource 8 | 2026 | 2 | 0 |  | 0.41055 | planned_new | 4 | Resource 8, likely battery, to satisfy the rest of SDGE's 301.3 MW mandated reliability procurement. | 17.3 | CAISO_Battery | 0 | battery | battery_2026_2 | 100% | 1 | 7.1026 | 7.1026 | ok | new_resolve | 0 | 1 | New_Li_Battery_D.19-11-016 Resource 8_Resource 8, likely battery, to satisfy the rest of SDGE's 301.3 MW mandated reliability procurement. | 0 | 0 | 1 | 1 | 1 | 1 | 1 | 1 | 1 | 1
SDGE | New_Li_Battery | D.19-11-016 Resource 8 | 2026 | 3 | 0 |  | 0.41055 | planned_new | 4 | Resource 8, likely battery, to satisfy the rest of SDGE's 301.3 MW mandated reliability procurement. | 17.3 | CAISO_Battery | 0 | battery | battery_2026_3 | 100% | 1 | 7.1026 | 7.1026 | ok | new_resolve | 0 | 1 | New_Li_Battery_D.19-11-016 Resource 8_Resource 8, likely battery, to satisfy the rest of SDGE's 301.3 MW mandated reliability procurement. | 0 | 0 | 1 | 1 | 1 | 1 | 1 | 1 | 1 | 1
SDGE | New_Li_Battery | D.19-11-016 Resource 8 | 2026 | 4 | 0 |  | 0.41055 | planned_new | 4 | Resource 8, likely battery, to satisfy the rest of SDGE's 301.3 MW mandated reliability procurement. | 17.3 | CAISO_Battery | 0 | battery | battery_2026_4 | 100% | 1 | 7.1026 | 7.1026 | ok | new_resolve | 0 | 1 | New_Li_Battery_D.19-11-016 Resource 8_Resource 8, likely battery, to satisfy the rest of SDGE's 301.3 MW mandated reliability procurement. | 0 | 0 | 1 | 1 | 1 | 1 | 1 | 1 | 1 | 1
SDGE | New_Li_Battery | D.19-11-016 Resource 8 | 2026 | 5 | 0 |  | 0.41055 | planned_new | 4 | Resource 8, likely battery, to satisfy the rest of SDGE's 301.3 MW mandated reliability procurement. | 17.3 | CAISO_Battery | 0 | battery | battery_2026_5 | 100% | 1 | 7.1026 | 7.1026 | ok | new_resolve | 0 | 1 | New_Li_Battery_D.19-11-016 Resource 8_Resource 8, likely battery, to satisfy the rest of SDGE's 301.3 MW mandated reliability procurement. | 0 | 0 | 1 | 1 | 1 | 1 | 1 | 1 | 1 | 1
SDGE | New_Li_Battery | D.19-11-016 Resource 8 | 2026 | 6 | 0 |  | 0.41055 | planned_new | 4 | Resource 8, likely battery, to satisfy the rest of SDGE's 301.3 MW mandated reliability procurement. | 17.3 | CAISO_Battery | 0 | battery | battery_2026_6 | 100% | 1 | 7.1026 | 7.1026 | ok | new_resolve | 0 | 1 | New_Li_Battery_D.19-11-016 Resource 8_Resource 8, likely battery, to satisfy the rest of SDGE's 301.3 MW mandated reliability procurement. | 0 | 0 | 1 | 1 | 1 | 1 | 1 | 1 | 1 | 1
SDGE | New_Li_Battery | D.19-11-016 Resource 8 | 2026 | 7 | 0 |  | 0.41055 | planned_new | 4 | Resource 8, likely battery, to satisfy the rest of SDGE's 301.3 MW mandated reliability procurement. | 17.3 | CAISO_Battery | 0 | battery | battery_2026_7 | 100% | 1 | 7.1026 | 7.1026 | ok | new_resolve | 0 | 1 | New_Li_Battery_D.19-11-016 Resource 8_Resource 8, likely battery, to satisfy the rest of SDGE's 301.3 MW mandated reliability procurement. | 0 | 0 | 1 | 1 | 1 | 1 | 1 | 1 | 1 | 1
SDGE | New_Li_Battery | D.19-11-016 Resource 8 | 2026 | 8 | 0 |  | 0.41055 | planned_new | 4 | Resource 8, likely battery, to satisfy the rest of SDGE's 301.3 MW mandated reliability procurement. | 17.3 | CAISO_Battery | 0 | battery | battery_2026_8 | 100% | 1 | 7.1026 | 7.1026 | ok | new_resolve | 0 | 1 | New_Li_Battery_D.19-11-016 Resource 8_Resource 8, likely battery, to satisfy the rest of SDGE's 301.3 MW mandated reliability procurement. | 0 | 0 | 1 | 1 | 1 | 1 | 1 | 1 | 1 | 1
SDGE | New_Li_Battery | D.19-11-016 Resource 8 | 2026 | 9 | 0 |  | 0.41055 | planned_new | 4 | Resource 8, likely battery, to satisfy the rest of SDGE's 301.3 MW mandated reliability procurement. | 17.3 | CAISO_Battery | 0 | battery | battery_2026_9 | 100% | 1 | 7.1026 | 7.1026 | ok | new_resolve | 0 | 1 | New_Li_Battery_D.19-11-016 Resource 8_Resource 8, likely battery, to satisfy the rest of SDGE's 301.3 MW mandated reliability procurement. | 0 | 0 | 1 | 1 | 1 | 1 | 1 | 1 | 1 | 1
SDGE | New_Li_Battery | D.19-11-016 Resource 8 | 2026 | 10 | 0 |  | 0.41055 | planned_new | 4 | Resource 8, likely battery, to satisfy the rest of SDGE's 301.3 MW mandated reliability procurement. | 17.3 | CAISO_Battery | 0 | battery | battery_2026_10 | 100% | 1 | 7.1026 | 7.1026 | ok | new_resolve | 0 | 1 | New_Li_Battery_D.19-11-016 Resource 8_Resource 8, likely battery, to satisfy the rest of SDGE's 301.3 MW mandated reliability procurement. | 0 | 0 | 1 | 1 | 1 | 1 | 1 | 1 | 1 | 1
SDGE | New_Li_Battery | D.19-11-016 Resource 8 | 2026 | 11 | 0 |  | 0.41055 | planned_new | 4 | Resource 8, likely battery, to satisfy the rest of SDGE's 301.3 MW mandated reliability procurement. | 17.3 | CAISO_Battery | 0 | battery | battery_2026_11 | 100% | 1 | 7.1026 | 7.1026 | ok | new_resolve | 0 | 1 | New_Li_Battery_D.19-11-016 Resource 8_Resource 8, likely battery, to satisfy the rest of SDGE's 301.3 MW mandated reliability procurement. | 0 | 0 | 1 | 1 | 1 | 1 | 1 | 1 | 1 | 1
SDGE | New_Li_Battery | D.19-11-016 Resource 8 | 2026 | 12 | 0 |  | 0.41055 | planned_new | 4 | Resource 8, likely battery, to satisfy the rest of SDGE's 301.3 MW mandated reliability procurement. | 17.3 | CAISO_Battery | 0 | battery | battery_2026_12 | 100% | 1 | 7.1026 | 7.1026 | ok | new_resolve | 0 | 1 | New_Li_Battery_D.19-11-016 Resource 8_Resource 8, likely battery, to satisfy the rest of SDGE's 301.3 MW mandated reliability procurement. | 0 | 0 | 1 | 1 | 1 | 1 | 1 | 1 | 1 | 1
SDGE | New_Li_Battery | D.19-11-016 Resource 8 | 2027 | 1 | 0 |  | 0.41055 | planned_new | 4 | Resource 8, likely battery, to satisfy the rest of SDGE's 301.3 MW mandated reliability procurement. | 17.3 | CAISO_Battery | 0 | battery | battery_2027_1 | 98.3% | 1 | 6.9819 | 6.9819 | ok | new_resolve | 0 | 1 | New_Li_Battery_D.19-11-016 Resource 8_Resource 8, likely battery, to satisfy the rest of SDGE's 301.3 MW mandated reliability procurement. | 0 | 0 | 1 | 1 | 1 | 1 | 1 | 1 | 1 | 1
SDGE | New_Li_Battery | D.19-11-016 Resource 8 | 2027 | 2 | 0 |  | 0.41055 | planned_new | 4 | Resource 8, likely battery, to satisfy the rest of SDGE's 301.3 MW mandated reliability procurement. | 17.3 | CAISO_Battery | 0 | battery | battery_2027_2 | 98.3% | 1 | 6.9819 | 6.9819 | ok | new_resolve | 0 | 1 | New_Li_Battery_D.19-11-016 Resource 8_Resource 8, likely battery, to satisfy the rest of SDGE's 301.3 MW mandated reliability procurement. | 0 | 0 | 1 | 1 | 1 | 1 | 1 | 1 | 1 | 1
SDGE | New_Li_Battery | D.19-11-016 Resource 8 | 2027 | 3 | 0 |  | 0.41055 | planned_new | 4 | Resource 8, likely battery, to satisfy the rest of SDGE's 301.3 MW mandated reliability procurement. | 17.3 | CAISO_Battery | 0 | battery | battery_2027_3 | 98.3% | 1 | 6.9819 | 6.9819 | ok | new_resolve | 0 | 1 | New_Li_Battery_D.19-11-016 Resource 8_Resource 8, likely battery, to satisfy the rest of SDGE's 301.3 MW mandated reliability procurement. | 0 | 0 | 1 | 1 | 1 | 1 | 1 | 1 | 1 | 1
SDGE | New_Li_Battery | D.19-11-016 Resource 8 | 2027 | 4 | 0 |  | 0.41055 | planned_new | 4 | Resource 8, likely battery, to satisfy the rest of SDGE's 301.3 MW mandated reliability procurement. | 17.3 | CAISO_Battery | 0 | battery | battery_2027_4 | 98.3% | 1 | 6.9819 | 6.9819 | ok | new_resolve | 0 | 1 | New_Li_Battery_D.19-11-016 Resource 8_Resource 8, likely battery, to satisfy the rest of SDGE's 301.3 MW mandated reliability procurement. | 0 | 0 | 1 | 1 | 1 | 1 | 1 | 1 | 1 | 1
SDGE | New_Li_Battery | D.19-11-016 Resource 8 | 2027 | 5 | 0 |  | 0.41055 | planned_new | 4 | Resource 8, likely battery, to satisfy the rest of SDGE's 301.3 MW mandated reliability procurement. | 17.3 | CAISO_Battery | 0 | battery | battery_2027_5 | 98.3% | 1 | 6.9819 | 6.9819 | ok | new_resolve | 0 | 1 | New_Li_Battery_D.19-11-016 Resource 8_Resource 8, likely battery, to satisfy the rest of SDGE's 301.3 MW mandated reliability procurement. | 0 | 0 | 1 | 1 | 1 | 1 | 1 | 1 | 1 | 1
SDGE | New_Li_Battery | D.19-11-016 Resource 8 | 2027 | 6 | 0 |  | 0.41055 | planned_new | 4 | Resource 8, likely battery, to satisfy the rest of SDGE's 301.3 MW mandated reliability procurement. | 17.3 | CAISO_Battery | 0 | battery | battery_2027_6 | 98.3% | 1 | 6.9819 | 6.9819 | ok | new_resolve | 0 | 1 | New_Li_Battery_D.19-11-016 Resource 8_Resource 8, likely battery, to satisfy the rest of SDGE's 301.3 MW mandated reliability procurement. | 0 | 0 | 1 | 1 | 1 | 1 | 1 | 1 | 1 | 1
SDGE | New_Li_Battery | D.19-11-016 Resource 8 | 2027 | 7 | 0 |  | 0.41055 | planned_new | 4 | Resource 8, likely battery, to satisfy the rest of SDGE's 301.3 MW mandated reliability procurement. | 17.3 | CAISO_Battery | 0 | battery | battery_2027_7 | 98.3% | 1 | 6.9819 | 6.9819 | ok | new_resolve | 0 | 1 | New_Li_Battery_D.19-11-016 Resource 8_Resource 8, likely battery, to satisfy the rest of SDGE's 301.3 MW mandated reliability procurement. | 0 | 0 | 1 | 1 | 1 | 1 | 1 | 1 | 1 | 1
SDGE | New_Li_Battery | D.19-11-016 Resource 8 | 2027 | 8 | 0 |  | 0.41055 | planned_new | 4 | Resource 8, likely battery, to satisfy the rest of SDGE's 301.3 MW mandated reliability procurement. | 17.3 | CAISO_Battery | 0 | battery | battery_2027_8 | 98.3% | 1 | 6.9819 | 6.9819 | ok | new_resolve | 0 | 1 | New_Li_Battery_D.19-11-016 Resource 8_Resource 8, likely battery, to satisfy the rest of SDGE's 301.3 MW mandated reliability procurement. | 0 | 0 | 1 | 1 | 1 | 1 | 1 | 1 | 1 | 1
SDGE | New_Li_Battery | D.19-11-016 Resource 8 | 2027 | 9 | 0 |  | 0.41055 | planned_new | 4 | Resource 8, likely battery, to satisfy the rest of SDGE's 301.3 MW mandated reliability procurement. | 17.3 | CAISO_Battery | 0 | battery | battery_2027_9 | 98.3% | 1 | 6.9819 | 6.9819 | ok | new_resolve | 0 | 1 | New_Li_Battery_D.19-11-016 Resource 8_Resource 8, likely battery, to satisfy the rest of SDGE's 301.3 MW mandated reliability procurement. | 0 | 0 | 1 | 1 | 1 | 1 | 1 | 1 | 1 | 1
SDGE | New_Li_Battery | D.19-11-016 Resource 8 | 2027 | 10 | 0 |  | 0.41055 | planned_new | 4 | Resource 8, likely battery, to satisfy the rest of SDGE's 301.3 MW mandated reliability procurement. | 17.3 | CAISO_Battery | 0 | battery | battery_2027_10 | 98.3% | 1 | 6.9819 | 6.9819 | ok | new_resolve | 0 | 1 | New_Li_Battery_D.19-11-016 Resource 8_Resource 8, likely battery, to satisfy the rest of SDGE's 301.3 MW mandated reliability procurement. | 0 | 0 | 1 | 1 | 1 | 1 | 1 | 1 | 1 | 1
SDGE | New_Li_Battery | D.19-11-016 Resource 8 | 2027 | 11 | 0 |  | 0.41055 | planned_new | 4 | Resource 8, likely battery, to satisfy the rest of SDGE's 301.3 MW mandated reliability procurement. | 17.3 | CAISO_Battery | 0 | battery | battery_2027_11 | 98.3% | 1 | 6.9819 | 6.9819 | ok | new_resolve | 0 | 1 | New_Li_Battery_D.19-11-016 Resource 8_Resource 8, likely battery, to satisfy the rest of SDGE's 301.3 MW mandated reliability procurement. | 0 | 0 | 1 | 1 | 1 | 1 | 1 | 1 | 1 | 1
SDGE | New_Li_Battery | D.19-11-016 Resource 8 | 2027 | 12 | 0 |  | 0.41055 | planned_new | 4 | Resource 8, likely battery, to satisfy the rest of SDGE's 301.3 MW mandated reliability procurement. | 17.3 | CAISO_Battery | 0 | battery | battery_2027_12 | 98.3% | 1 | 6.9819 | 6.9819 | ok | new_resolve | 0 | 1 | New_Li_Battery_D.19-11-016 Resource 8_Resource 8, likely battery, to satisfy the rest of SDGE's 301.3 MW mandated reliability procurement. | 0 | 0 | 1 | 1 | 1 | 1 | 1 | 1 | 1 | 1
SDGE | New_Li_Battery | D.19-11-016 Resource 8 | 2028 | 1 | 0 |  | 0.41055 | planned_new | 4 | Resource 8, likely battery, to satisfy the rest of SDGE's 301.3 MW mandated reliability procurement. | 17.3 | CAISO_Battery | 0 | battery | battery_2028_1 | 96.6% | 1 | 6.8613 | 6.8613 | ok | new_resolve | 0 | 1 | New_Li_Battery_D.19-11-016 Resource 8_Resource 8, likely battery, to satisfy the rest of SDGE's 301.3 MW mandated reliability procurement. | 0 | 0 | 1 | 1 | 1 | 1 | 1 | 1 | 1 | 1
SDGE | New_Li_Battery | D.19-11-016 Resource 8 | 2028 | 2 | 0 |  | 0.41055 | planned_new | 4 | Resource 8, likely battery, to satisfy the rest of SDGE's 301.3 MW mandated reliability procurement. | 17.3 | CAISO_Battery | 0 | battery | battery_2028_2 | 96.6% | 1 | 6.8613 | 6.8613 | ok | new_resolve | 0 | 1 | New_Li_Battery_D.19-11-016 Resource 8_Resource 8, likely battery, to satisfy the rest of SDGE's 301.3 MW mandated reliability procurement. | 0 | 0 | 1 | 1 | 1 | 1 | 1 | 1 | 1 | 1
SDGE | New_Li_Battery | D.19-11-016 Resource 8 | 2028 | 3 | 0 |  | 0.41055 | planned_new | 4 | Resource 8, likely battery, to satisfy the rest of SDGE's 301.3 MW mandated reliability procurement. | 17.3 | CAISO_Battery | 0 | battery | battery_2028_3 | 96.6% | 1 | 6.8613 | 6.8613 | ok | new_resolve | 0 | 1 | New_Li_Battery_D.19-11-016 Resource 8_Resource 8, likely battery, to satisfy the rest of SDGE's 301.3 MW mandated reliability procurement. | 0 | 0 | 1 | 1 | 1 | 1 | 1 | 1 | 1 | 1
SDGE | New_Li_Battery | D.19-11-016 Resource 8 | 2028 | 4 | 0 |  | 0.41055 | planned_new | 4 | Resource 8, likely battery, to satisfy the rest of SDGE's 301.3 MW mandated reliability procurement. | 17.3 | CAISO_Battery | 0 | battery | battery_2028_4 | 96.6% | 1 | 6.8613 | 6.8613 | ok | new_resolve | 0 | 1 | New_Li_Battery_D.19-11-016 Resource 8_Resource 8, likely battery, to satisfy the rest of SDGE's 301.3 MW mandated reliability procurement. | 0 | 0 | 1 | 1 | 1 | 1 | 1 | 1 | 1 | 1
SDGE | New_Li_Battery | D.19-11-016 Resource 8 | 2028 | 5 | 0 |  | 0.41055 | planned_new | 4 | Resource 8, likely battery, to satisfy the rest of SDGE's 301.3 MW mandated reliability procurement. | 17.3 | CAISO_Battery | 0 | battery | battery_2028_5 | 96.6% | 1 | 6.8613 | 6.8613 | ok | new_resolve | 0 | 1 | New_Li_Battery_D.19-11-016 Resource 8_Resource 8, likely battery, to satisfy the rest of SDGE's 301.3 MW mandated reliability procurement. | 0 | 0 | 1 | 1 | 1 | 1 | 1 | 1 | 1 | 1
SDGE | New_Li_Battery | D.19-11-016 Resource 8 | 2028 | 6 | 0 |  | 0.41055 | planned_new | 4 | Resource 8, likely battery, to satisfy the rest of SDGE's 301.3 MW mandated reliability procurement. | 17.3 | CAISO_Battery | 0 | battery | battery_2028_6 | 96.6% | 1 | 6.8613 | 6.8613 | ok | new_resolve | 0 | 1 | New_Li_Battery_D.19-11-016 Resource 8_Resource 8, likely battery, to satisfy the rest of SDGE's 301.3 MW mandated reliability procurement. | 0 | 0 | 1 | 1 | 1 | 1 | 1 | 1 | 1 | 1
SDGE | New_Li_Battery | D.19-11-016 Resource 8 | 2028 | 7 | 0 |  | 0.41055 | planned_new | 4 | Resource 8, likely battery, to satisfy the rest of SDGE's 301.3 MW mandated reliability procurement. | 17.3 | CAISO_Battery | 0 | battery | battery_2028_7 | 96.6% | 1 | 6.8613 | 6.8613 | ok | new_resolve | 0 | 1 | New_Li_Battery_D.19-11-016 Resource 8_Resource 8, likely battery, to satisfy the rest of SDGE's 301.3 MW mandated reliability procurement. | 0 | 0 | 1 | 1 | 1 | 1 | 1 | 1 | 1 | 1
SDGE | New_Li_Battery | D.19-11-016 Resource 8 | 2028 | 8 | 0 |  | 0.41055 | planned_new | 4 | Resource 8, likely battery, to satisfy the rest of SDGE's 301.3 MW mandated reliability procurement. | 17.3 | CAISO_Battery | 0 | battery | battery_2028_8 | 96.6% | 1 | 6.8613 | 6.8613 | ok | new_resolve | 0 | 1 | New_Li_Battery_D.19-11-016 Resource 8_Resource 8, likely battery, to satisfy the rest of SDGE's 301.3 MW mandated reliability procurement. | 0 | 0 | 1 | 1 | 1 | 1 | 1 | 1 | 1 | 1
SDGE | New_Li_Battery | D.19-11-016 Resource 8 | 2028 | 9 | 0 |  | 0.41055 | planned_new | 4 | Resource 8, likely battery, to satisfy the rest of SDGE's 301.3 MW mandated reliability procurement. | 17.3 | CAISO_Battery | 0 | battery | battery_2028_9 | 96.6% | 1 | 6.8613 | 6.8613 | ok | new_resolve | 0 | 1 | New_Li_Battery_D.19-11-016 Resource 8_Resource 8, likely battery, to satisfy the rest of SDGE's 301.3 MW mandated reliability procurement. | 0 | 0 | 1 | 1 | 1 | 1 | 1 | 1 | 1 | 1
SDGE | New_Li_Battery | D.19-11-016 Resource 8 | 2028 | 10 | 0 |  | 0.41055 | planned_new | 4 | Resource 8, likely battery, to satisfy the rest of SDGE's 301.3 MW mandated reliability procurement. | 17.3 | CAISO_Battery | 0 | battery | battery_2028_10 | 96.6% | 1 | 6.8613 | 6.8613 | ok | new_resolve | 0 | 1 | New_Li_Battery_D.19-11-016 Resource 8_Resource 8, likely battery, to satisfy the rest of SDGE's 301.3 MW mandated reliability procurement. | 0 | 0 | 1 | 1 | 1 | 1 | 1 | 1 | 1 | 1
SDGE | New_Li_Battery | D.19-11-016 Resource 8 | 2028 | 11 | 0 |  | 0.41055 | planned_new | 4 | Resource 8, likely battery, to satisfy the rest of SDGE's 301.3 MW mandated reliability procurement. | 17.3 | CAISO_Battery | 0 | battery | battery_2028_11 | 96.6% | 1 | 6.8613 | 6.8613 | ok | new_resolve | 0 | 1 | New_Li_Battery_D.19-11-016 Resource 8_Resource 8, likely battery, to satisfy the rest of SDGE's 301.3 MW mandated reliability procurement. | 0 | 0 | 1 | 1 | 1 | 1 | 1 | 1 | 1 | 1
SDGE | New_Li_Battery | D.19-11-016 Resource 8 | 2028 | 12 | 0 |  | 0.41055 | planned_new | 4 | Resource 8, likely battery, to satisfy the rest of SDGE's 301.3 MW mandated reliability procurement. | 17.3 | CAISO_Battery | 0 | battery | battery_2028_12 | 96.6% | 1 | 6.8613 | 6.8613 | ok | new_resolve | 0 | 1 | New_Li_Battery_D.19-11-016 Resource 8_Resource 8, likely battery, to satisfy the rest of SDGE's 301.3 MW mandated reliability procurement. | 0 | 0 | 1 | 1 | 1 | 1 | 1 | 1 | 1 | 1
SDGE | New_Li_Battery | D.19-11-016 Resource 8 | 2029 | 1 | 0 |  | 0.41055 | planned_new | 4 | Resource 8, likely battery, to satisfy the rest of SDGE's 301.3 MW mandated reliability procurement. | 17.3 | CAISO_Battery | 0 | battery | battery_2029_1 | 94.9% | 1 | 6.7406 | 6.7406 | ok | new_resolve | 0 | 1 | New_Li_Battery_D.19-11-016 Resource 8_Resource 8, likely battery, to satisfy the rest of SDGE's 301.3 MW mandated reliability procurement. | 0 | 0 | 1 | 1 | 1 | 1 | 1 | 1 | 1 | 1
SDGE | New_Li_Battery | D.19-11-016 Resource 8 | 2029 | 2 | 0 |  | 0.41055 | planned_new | 4 | Resource 8, likely battery, to satisfy the rest of SDGE's 301.3 MW mandated reliability procurement. | 17.3 | CAISO_Battery | 0 | battery | battery_2029_2 | 94.9% | 1 | 6.7406 | 6.7406 | ok | new_resolve | 0 | 1 | New_Li_Battery_D.19-11-016 Resource 8_Resource 8, likely battery, to satisfy the rest of SDGE's 301.3 MW mandated reliability procurement. | 0 | 0 | 1 | 1 | 1 | 1 | 1 | 1 | 1 | 1
SDGE | New_Li_Battery | D.19-11-016 Resource 8 | 2029 | 3 | 0 |  | 0.41055 | planned_new | 4 | Resource 8, likely battery, to satisfy the rest of SDGE's 301.3 MW mandated reliability procurement. | 17.3 | CAISO_Battery | 0 | battery | battery_2029_3 | 94.9% | 1 | 6.7406 | 6.7406 | ok | new_resolve | 0 | 1 | New_Li_Battery_D.19-11-016 Resource 8_Resource 8, likely battery, to satisfy the rest of SDGE's 301.3 MW mandated reliability procurement. | 0 | 0 | 1 | 1 | 1 | 1 | 1 | 1 | 1 | 1
SDGE | New_Li_Battery | D.19-11-016 Resource 8 | 2029 | 4 | 0 |  | 0.41055 | planned_new | 4 | Resource 8, likely battery, to satisfy the rest of SDGE's 301.3 MW mandated reliability procurement. | 17.3 | CAISO_Battery | 0 | battery | battery_2029_4 | 94.9% | 1 | 6.7406 | 6.7406 | ok | new_resolve | 0 | 1 | New_Li_Battery_D.19-11-016 Resource 8_Resource 8, likely battery, to satisfy the rest of SDGE's 301.3 MW mandated reliability procurement. | 0 | 0 | 1 | 1 | 1 | 1 | 1 | 1 | 1 | 1
SDGE | New_Li_Battery | D.19-11-016 Resource 8 | 2029 | 5 | 0 |  | 0.41055 | planned_new | 4 | Resource 8, likely battery, to satisfy the rest of SDGE's 301.3 MW mandated reliability procurement. | 17.3 | CAISO_Battery | 0 | battery | battery_2029_5 | 94.9% | 1 | 6.7406 | 6.7406 | ok | new_resolve | 0 | 1 | New_Li_Battery_D.19-11-016 Resource 8_Resource 8, likely battery, to satisfy the rest of SDGE's 301.3 MW mandated reliability procurement. | 0 | 0 | 1 | 1 | 1 | 1 | 1 | 1 | 1 | 1
SDGE | New_Li_Battery | D.19-11-016 Resource 8 | 2029 | 6 | 0 |  | 0.41055 | planned_new | 4 | Resource 8, likely battery, to satisfy the rest of SDGE's 301.3 MW mandated reliability procurement. | 17.3 | CAISO_Battery | 0 | battery | battery_2029_6 | 94.9% | 1 | 6.7406 | 6.7406 | ok | new_resolve | 0 | 1 | New_Li_Battery_D.19-11-016 Resource 8_Resource 8, likely battery, to satisfy the rest of SDGE's 301.3 MW mandated reliability procurement. | 0 | 0 | 1 | 1 | 1 | 1 | 1 | 1 | 1 | 1
SDGE | New_Li_Battery | D.19-11-016 Resource 8 | 2029 | 7 | 0 |  | 0.41055 | planned_new | 4 | Resource 8, likely battery, to satisfy the rest of SDGE's 301.3 MW mandated reliability procurement. | 17.3 | CAISO_Battery | 0 | battery | battery_2029_7 | 94.9% | 1 | 6.7406 | 6.7406 | ok | new_resolve | 0 | 1 | New_Li_Battery_D.19-11-016 Resource 8_Resource 8, likely battery, to satisfy the rest of SDGE's 301.3 MW mandated reliability procurement. | 0 | 0 | 1 | 1 | 1 | 1 | 1 | 1 | 1 | 1
SDGE | New_Li_Battery | D.19-11-016 Resource 8 | 2029 | 8 | 0 |  | 0.41055 | planned_new | 4 | Resource 8, likely battery, to satisfy the rest of SDGE's 301.3 MW mandated reliability procurement. | 17.3 | CAISO_Battery | 0 | battery | battery_2029_8 | 94.9% | 1 | 6.7406 | 6.7406 | ok | new_resolve | 0 | 1 | New_Li_Battery_D.19-11-016 Resource 8_Resource 8, likely battery, to satisfy the rest of SDGE's 301.3 MW mandated reliability procurement. | 0 | 0 | 1 | 1 | 1 | 1 | 1 | 1 | 1 | 1
SDGE | New_Li_Battery | D.19-11-016 Resource 8 | 2029 | 9 | 0 |  | 0.41055 | planned_new | 4 | Resource 8, likely battery, to satisfy the rest of SDGE's 301.3 MW mandated reliability procurement. | 17.3 | CAISO_Battery | 0 | battery | battery_2029_9 | 94.9% | 1 | 6.7406 | 6.7406 | ok | new_resolve | 0 | 1 | New_Li_Battery_D.19-11-016 Resource 8_Resource 8, likely battery, to satisfy the rest of SDGE's 301.3 MW mandated reliability procurement. | 0 | 0 | 1 | 1 | 1 | 1 | 1 | 1 | 1 | 1
SDGE | New_Li_Battery | D.19-11-016 Resource 8 | 2029 | 10 | 0 |  | 0.41055 | planned_new | 4 | Resource 8, likely battery, to satisfy the rest of SDGE's 301.3 MW mandated reliability procurement. | 17.3 | CAISO_Battery | 0 | battery | battery_2029_10 | 94.9% | 1 | 6.7406 | 6.7406 | ok | new_resolve | 0 | 1 | New_Li_Battery_D.19-11-016 Resource 8_Resource 8, likely battery, to satisfy the rest of SDGE's 301.3 MW mandated reliability procurement. | 0 | 0 | 1 | 1 | 1 | 1 | 1 | 1 | 1 | 1
SDGE | New_Li_Battery | D.19-11-016 Resource 8 | 2029 | 11 | 0 |  | 0.41055 | planned_new | 4 | Resource 8, likely battery, to satisfy the rest of SDGE's 301.3 MW mandated reliability procurement. | 17.3 | CAISO_Battery | 0 | battery | battery_2029_11 | 94.9% | 1 | 6.7406 | 6.7406 | ok | new_resolve | 0 | 1 | New_Li_Battery_D.19-11-016 Resource 8_Resource 8, likely battery, to satisfy the rest of SDGE's 301.3 MW mandated reliability procurement. | 0 | 0 | 1 | 1 | 1 | 1 | 1 | 1 | 1 | 1
SDGE | New_Li_Battery | D.19-11-016 Resource 8 | 2029 | 12 | 0 |  | 0.41055 | planned_new | 4 | Resource 8, likely battery, to satisfy the rest of SDGE's 301.3 MW mandated reliability procurement. | 17.3 | CAISO_Battery | 0 | battery | battery_2029_12 | 94.9% | 1 | 6.7406 | 6.7406 | ok | new_resolve | 0 | 1 | New_Li_Battery_D.19-11-016 Resource 8_Resource 8, likely battery, to satisfy the rest of SDGE's 301.3 MW mandated reliability procurement. | 0 | 0 | 1 | 1 | 1 | 1 | 1 | 1 | 1 | 1
SDGE | New_Li_Battery | D.19-11-016 Resource 8 | 2030 | 1 | 0 |  | 0.41055 | planned_new | 4 | Resource 8, likely battery, to satisfy the rest of SDGE's 301.3 MW mandated reliability procurement. | 17.3 | CAISO_Battery | 0 | battery | battery_2030_1 | 93.21% | 1 | 6.62 | 6.62 | ok | new_resolve | 0 | 1 | New_Li_Battery_D.19-11-016 Resource 8_Resource 8, likely battery, to satisfy the rest of SDGE's 301.3 MW mandated reliability procurement. | 0 | 0 | 1 | 1 | 1 | 1 | 1 | 1 | 1 | 1
SDGE | New_Li_Battery | D.19-11-016 Resource 8 | 2030 | 2 | 0 |  | 0.41055 | planned_new | 4 | Resource 8, likely battery, to satisfy the rest of SDGE's 301.3 MW mandated reliability procurement. | 17.3 | CAISO_Battery | 0 | battery | battery_2030_2 | 93.21% | 1 | 6.62 | 6.62 | ok | new_resolve | 0 | 1 | New_Li_Battery_D.19-11-016 Resource 8_Resource 8, likely battery, to satisfy the rest of SDGE's 301.3 MW mandated reliability procurement. | 0 | 0 | 1 | 1 | 1 | 1 | 1 | 1 | 1 | 1
SDGE | New_Li_Battery | D.19-11-016 Resource 8 | 2030 | 3 | 0 |  | 0.41055 | planned_new | 4 | Resource 8, likely battery, to satisfy the rest of SDGE's 301.3 MW mandated reliability procurement. | 17.3 | CAISO_Battery | 0 | battery | battery_2030_3 | 93.21% | 1 | 6.62 | 6.62 | ok | new_resolve | 0 | 1 | New_Li_Battery_D.19-11-016 Resource 8_Resource 8, likely battery, to satisfy the rest of SDGE's 301.3 MW mandated reliability procurement. | 0 | 0 | 1 | 1 | 1 | 1 | 1 | 1 | 1 | 1
SDGE | New_Li_Battery | D.19-11-016 Resource 8 | 2030 | 4 | 0 |  | 0.41055 | planned_new | 4 | Resource 8, likely battery, to satisfy the rest of SDGE's 301.3 MW mandated reliability procurement. | 17.3 | CAISO_Battery | 0 | battery | battery_2030_4 | 93.21% | 1 | 6.62 | 6.62 | ok | new_resolve | 0 | 1 | New_Li_Battery_D.19-11-016 Resource 8_Resource 8, likely battery, to satisfy the rest of SDGE's 301.3 MW mandated reliability procurement. | 0 | 0 | 1 | 1 | 1 | 1 | 1 | 1 | 1 | 1
SDGE | New_Li_Battery | D.19-11-016 Resource 8 | 2030 | 5 | 0 |  | 0.41055 | planned_new | 4 | Resource 8, likely battery, to satisfy the rest of SDGE's 301.3 MW mandated reliability procurement. | 17.3 | CAISO_Battery | 0 | battery | battery_2030_5 | 93.21% | 1 | 6.62 | 6.62 | ok | new_resolve | 0 | 1 | New_Li_Battery_D.19-11-016 Resource 8_Resource 8, likely battery, to satisfy the rest of SDGE's 301.3 MW mandated reliability procurement. | 0 | 0 | 1 | 1 | 1 | 1 | 1 | 1 | 1 | 1
SDGE | New_Li_Battery | D.19-11-016 Resource 8 | 2030 | 6 | 0 |  | 0.41055 | planned_new | 4 | Resource 8, likely battery, to satisfy the rest of SDGE's 301.3 MW mandated reliability procurement. | 17.3 | CAISO_Battery | 0 | battery | battery_2030_6 | 93.21% | 1 | 6.62 | 6.62 | ok | new_resolve | 0 | 1 | New_Li_Battery_D.19-11-016 Resource 8_Resource 8, likely battery, to satisfy the rest of SDGE's 301.3 MW mandated reliability procurement. | 0 | 0 | 1 | 1 | 1 | 1 | 1 | 1 | 1 | 1
SDGE | New_Li_Battery | D.19-11-016 Resource 8 | 2030 | 7 | 0 |  | 0.41055 | planned_new | 4 | Resource 8, likely battery, to satisfy the rest of SDGE's 301.3 MW mandated reliability procurement. | 17.3 | CAISO_Battery | 0 | battery | battery_2030_7 | 93.21% | 1 | 6.62 | 6.62 | ok | new_resolve | 0 | 1 | New_Li_Battery_D.19-11-016 Resource 8_Resource 8, likely battery, to satisfy the rest of SDGE's 301.3 MW mandated reliability procurement. | 0 | 0 | 1 | 1 | 1 | 1 | 1 | 1 | 1 | 1
SDGE | New_Li_Battery | D.19-11-016 Resource 8 | 2030 | 8 | 0 |  | 0.41055 | planned_new | 4 | Resource 8, likely battery, to satisfy the rest of SDGE's 301.3 MW mandated reliability procurement. | 17.3 | CAISO_Battery | 0 | battery | battery_2030_8 | 93.21% | 1 | 6.62 | 6.62 | ok | new_resolve | 0 | 1 | New_Li_Battery_D.19-11-016 Resource 8_Resource 8, likely battery, to satisfy the rest of SDGE's 301.3 MW mandated reliability procurement. | 0 | 0 | 1 | 1 | 1 | 1 | 1 | 1 | 1 | 1
SDGE | New_Li_Battery | D.19-11-016 Resource 8 | 2030 | 9 | 0 |  | 0.41055 | planned_new | 4 | Resource 8, likely battery, to satisfy the rest of SDGE's 301.3 MW mandated reliability procurement. | 17.3 | CAISO_Battery | 0 | battery | battery_2030_9 | 93.21% | 1 | 6.62 | 6.62 | ok | new_resolve | 0 | 1 | New_Li_Battery_D.19-11-016 Resource 8_Resource 8, likely battery, to satisfy the rest of SDGE's 301.3 MW mandated reliability procurement. | 0 | 0 | 1 | 1 | 1 | 1 | 1 | 1 | 1 | 1
SDGE | New_Li_Battery | D.19-11-016 Resource 8 | 2030 | 10 | 0 |  | 0.41055 | planned_new | 4 | Resource 8, likely battery, to satisfy the rest of SDGE's 301.3 MW mandated reliability procurement. | 17.3 | CAISO_Battery | 0 | battery | battery_2030_10 | 93.21% | 1 | 6.62 | 6.62 | ok | new_resolve | 0 | 1 | New_Li_Battery_D.19-11-016 Resource 8_Resource 8, likely battery, to satisfy the rest of SDGE's 301.3 MW mandated reliability procurement. | 0 | 0 | 1 | 1 | 1 | 1 | 1 | 1 | 1 | 1
SDGE | New_Li_Battery | D.19-11-016 Resource 8 | 2030 | 11 | 0 |  | 0.41055 | planned_new | 4 | Resource 8, likely battery, to satisfy the rest of SDGE's 301.3 MW mandated reliability procurement. | 17.3 | CAISO_Battery | 0 | battery | battery_2030_11 | 93.21% | 1 | 6.62 | 6.62 | ok | new_resolve | 0 | 1 | New_Li_Battery_D.19-11-016 Resource 8_Resource 8, likely battery, to satisfy the rest of SDGE's 301.3 MW mandated reliability procurement. | 0 | 0 | 1 | 1 | 1 | 1 | 1 | 1 | 1 | 1
SDGE | New_Li_Battery | D.19-11-016 Resource 8 | 2030 | 12 | 0 |  | 0.41055 | planned_new | 4 | Resource 8, likely battery, to satisfy the rest of SDGE's 301.3 MW mandated reliability procurement. | 17.3 | CAISO_Battery | 0 | battery | battery_2030_12 | 93.21% | 1 | 6.62 | 6.62 | ok | new_resolve | 0 | 1 | New_Li_Battery_D.19-11-016 Resource 8_Resource 8, likely battery, to satisfy the rest of SDGE's 301.3 MW mandated reliability procurement. | 0 | 0 | 1 | 1 | 1 | 1 | 1 | 1 | 1 | 1
Note on A1: Author: Enter monthly contract data in blue columns. Each contract must have an energy value and a capacity value. This value can be zero depending on if the contract is energy only or capacity only.
Note on I1: Author: LSE must now populate contract_status manually.
Note on K1: Author: Once you have entered data in the blue columns, copy down the purple columns. Manually overwrite "fillme" values.
Note on T1: If the NQC value is reported, use it. Else, estimate it based on resource type.
Note on Y1: This is the unique identifier for the contract.
Note on AB1: Author: Resource should be in the list provided.
Note on K1598: [Threaded comment] Your version of Excel allows you to read this threaded comment; however, any edits to it will get removed if the file is opened in a newer version of Excel. Learn more: https://go.microsoft.com/fwlink/?linkid=870924 Comment: These formulas flag whether the resource requires a note or not. "None" means no note is required. Note the user has manually overwritten certain entries.
Note on K1699: [Threaded comment] Your version of Excel allows you to read this threaded comment; however, any edits to it will get removed if the file is opened in a newer version of Excel. Learn more: https://go.microsoft.com/fwlink/?linkid=870924 Comment: These formulas flag whether the resource requires a note or not. "None" means no note is required. Note the user has manually overwritten certain entries.
Note on K1700: [Threaded comment] Your version of Excel allows you to read this threaded comment; however, any edits to it will get removed if the file is opened in a newer version of Excel. Learn more: https://go.microsoft.com/fwlink/?linkid=870924 Comment: These formulas flag whether the resource requires a note or not. "None" means no note is required. Note the user has manually overwritten certain entries.

## unique_contracts
resource_num | resource | note | resource_contract_note | online | online_date_for_new_resources | contract_execution_date | contract_start | contract_end | interconnection_queue_position | lse_owned | cam | is_incremental | incremental_explanation | viability_cod_reasonableness | viability_technical_feasibility | viability_resource_sufficiency | viability_financing | storage_max_discharge_mw | storage_depth_mwh | is_hybrid | hybrid_generator_mw | hybrid_combined_max_mw | hybrid_can_charge_from_grid | execution_year | execution_month | start_year | start_month | end_year | end_month | Test: Correct data type for lse_owned | Test: Correct data type for cam | Test:All data provided for hybrid | TEST: All data provided for contract | TEST: No fillmes | Max MW in September 2021 | NQC MW in September 2021 | Supply Side incremental NQC MW in September 2021 | Incremental energy-only NQC MW in September 2021 | Incremental demand-side resource not in IEPR demand forecast in September 2021 | find_position_of_adding | find_position_of_mw | Incremental MW added to existing resource September 2021 | 2021 | 9
1 | existing_generic_solar_1axis | none | existing_generic_solar_1axis_existing_generic_solar_1axis_none | 1 | ok | 2020-11-01 | 2021-03-01 | 2030-12-31 | N/A |  |  | 0 |  | ok | ok | ok | ok | [6 empty] | 2020 | 11 | 2021 | 3 | 2030 | 12 | 1 | 1 | 1 | 1 | 1 | 0 | 0 | 0 | 0 | 0 | #VALUE! | #VALUE! | 0
2 | existing_generic_wind | none | existing_generic_wind_existing_generic_wind_none | 1 | ok | 2020-11-01 | 2021-03-01 | 2030-12-31 | N/A |  |  | 0 |  | ok | ok | ok | ok | [6 empty] | 2020 | 11 | 2021 | 3 | 2030 | 12 | 1 | 1 | 1 | 1 | 1 | 0 | 0 | 0 | 0 | 0 | #VALUE! | #VALUE! | 0
3 | New_Hybrid | Hybrid 100 MW Solar, 50 MW Storage | New_Hybrid_New_Hybrid_2022_Hybrid 100 MW Solar, 50 MW Storage | 0 | 2022-01-01 | 2020-11-01 | 2022-01-01 | 2030-12-31 | TBD |  |  | 1 |  | 3 | 1 | 2 | 4 | 50 | 200 | 1 | 100 | 150 | 0 | 2020 | 11 | 2022 | 1 | 2030 | 12 | 1 | 1 | 1 | 1 | 1 | 0 | 0 | 0 | 0 | 0 | #VALUE! | #VALUE! | 0
4 | New_Hybrid | Hybrid 400 MW Solar, 200 MW Storage | New_Hybrid_New_Hybrid_2023_Hybrid 400 MW Solar, 200 MW Storage | 0 | 2023-01-01 | 2021-01-01 | 2023-01-01 | 2030-12-31 | TBD |  |  | 1 |  | 3 | 1 | 2 | 4 | 200 | 800 | 1 | 400 | 600 | 0 | 2021 | 1 | 2023 | 1 | 2030 | 12 | 1 | 1 | 1 | 1 | 1 | 0 | 0 | 0 | 0 | 0 | #VALUE! | #VALUE! | 0
5 | New_Hybrid | Hybrid 100 MW Solar, 50 MW Storage | New_Hybrid_New_Hybrid_2025_Hybrid 100 MW Solar, 50 MW Storage | 0 | 2025-01-01 | 2023-01-01 | 2025-01-01 | 2030-12-31 | TBD |  |  | 1 |  | 3 | 1 | 2 | 4 | 50 | 200 | 1 | 100 | 150 | 0 | 2023 | 1 | 2025 | 1 | 2030 | 12 | 1 | 1 | 1 | 1 | 1 | 0 | 0 | 0 | 0 | 0 | #VALUE! | #VALUE! | 0
6 | New_Mexico_Wind | 50 MW New, New Mexico Wind | New_Mexico_Wind_New_Mexico_Wind_2022_50 MW New, New Mexico Wind | 0 | 2022-01-01 | 2021-01-01 | 2022-01-01 | 2030-12-31 | TBD |  |  | 1 |  | 3 | 1 | 2 | 4 | [6 empty] | 2021 | 1 | 2022 | 1 | 2030 | 12 | 1 | 1 | 1 | 1 | 1 | 0 | 0 | 0 | 0 | 0 | #VALUE! | #VALUE! | 0
7 | Southern_California_Desert_Ex_Wind | 100 MW New Wind | Southern_California_Desert_Ex_Wind_Southern_California_Desert_Ex_Wind_2023_100 MW New Wind | 0 | 2023-01-01 | 2021-01-01 | 2023-01-01 | 2030-12-31 | TBD |  |  | 1 |  | 3 | 1 | 2 | 4 | [6 empty] | 2021 | 1 | 2023 | 1 | 2030 | 12 | 1 | 1 | 1 | 1 | 1 | 0 | 0 | 0 | 0 | 0 | #VALUE! | #VALUE! | 0
8 | Southern_California_Desert_Ex_Wind | 150 MW New Wind | Southern_California_Desert_Ex_Wind_Southern_California_Desert_Ex_Wind_2026_150 MW New Wind | 0 | 2026-01-01 | 2024-01-01 | 2026-01-01 | 2030-12-31 | TBD |  |  | 1 |  | 3 | 1 | 2 | 4 | [6 empty] | 2024 | 1 | 2026 | 1 | 2030 | 12 | 1 | 1 | 1 | 1 | 1 | 0 | 0 | 0 | 0 | 0 | #VALUE! | #VALUE! | 0
9 | Greater_Imperial_Geothermal | 100 MW New Geothermal | Greater_Imperial_Geothermal_Greater_Imperial_Geothermal_2023_100 MW New Geothermal | 0 | 2023-01-01 | 2021-01-01 | 2023-01-01 | 2030-12-31 | TBD |  |  | 1 |  | 3 | 1 | 2 | 4 | [6 empty] | 2021 | 1 | 2023 | 1 | 2030 | 12 | 1 | 1 | 1 | 1 | 1 | 0 | 0 | 0 | 0 | 0 | #VALUE! | #VALUE! | 0
10 | Arizona_Solar | 100 MW New Solar PV | Arizona_Solar_Arizona_Solar_2023_100 MW New Solar PV | 0 | 2023-01-01 | 2021-01-01 | 2023-01-01 | 2030-12-31 | TBD |  |  | 1 |  | 3 | 1 | 2 | 4 | [6 empty] | 2021 | 1 | 2023 | 1 | 2030 | 12 | 1 | 1 | 1 | 1 | 1 | 0 | 0 | 0 | 0 | 0 | #VALUE! | #VALUE! | 0
11 | Southern_California_Desert_Ex_Solar | 300 MW New Solar PV | Southern_California_Desert_Ex_Solar_Southern_California_Desert_Ex_Solar_2024_300 MW New Solar PV | 0 | 2024-01-01 | 2022-01-01 | 2024-01-01 | 2030-12-31 | TBD |  |  | 1 |  | 3 | 1 | 2 | 4 | [6 empty] | 2022 | 1 | 2024 | 1 | 2030 | 12 | 1 | 1 | 1 | 1 | 1 | 0 | 0 | 0 | 0 | 0 | #VALUE! | #VALUE! | 0
12 | New_Li_Battery | New 65 MW Long Duration Storage | New_Li_Battery_New Long Duration Storage_2026_New 65 MW Long Duration Storage | 0 | 2026-01-01 | 2024-01-01 | 2026-01-01 | 2030-12-31 | TBD |  |  | 1 |  | 3 | 1 | 2 | 4 | 65 | 520 | 0 | N/A | N/A | N/A | 2024 | 1 | 2026 | 1 | 2030 | 12 | 1 | 1 | 1 | 1 | 1 | 0 | 0 | 0 | 0 | 0 | #VALUE! | #VALUE! | 0
13 | existing_generic_unknown | Generic resource adequacy, likely natural gas generation | existing_generic_unknown_existing_generic_unknown_Generic resource adequacy, likely natural gas generation | 1 | ok | 2020-10-01 | 2024-01-01 | 2030-12-31 | N/A |  |  | 0 |  | 3 | 1 | 2 | 4 | [6 empty] | 2020 | 10 | 2024 | 1 | 2030 | 12 | 1 | 1 | 1 | 1 | 1 | 578 | 578 | 0 | 0 | 0 | #VALUE! | #VALUE! | 0
14 | blended | CAM and Demand Response Allocation | blended_SDG&E CAM/DR Allocation_CAM and Demand Response Allocation | 1 | ok | 2020-10-01 | 2026-01-01 | 2030-12-31 | N/A |  | 1 | 0 |  | 3 | 1 | 2 | 4 | [6 empty] | 2020 | 10 | 2026 | 1 | 2030 | 12 | 1 | 1 | 1 | 1 | 1 | 44.53 | 172.22 | 0 | 0 | 0 | #VALUE! | #VALUE! | 0
15 | existing_generic_instate_large_hydro | none | existing_generic_instate_large_hydro_existing_generic_instate_large_hydro_none | 1 | ok | 2021-01-01 | 2021-03-01 | 2030-12-31 | N/A |  |  | 0 |  | ok | ok | ok | ok | [6 empty] | 2021 | 1 | 2021 | 3 | 2030 | 12 | 1 | 1 | 1 | 1 | 1 | 0 | 0 | 0 | 0 | 0 | #VALUE! | #VALUE! | 0
16 | existing_generic_nw_hydro | none | existing_generic_nw_hydro_existing_generic_nw_hydro_none | 1 | ok | 2021-01-01 | 2021-03-01 | 2030-12-31 | N/A |  |  | 0 |  | ok | ok | ok | ok | [6 empty] | 2021 | 1 | 2021 | 3 | 2030 | 12 | 1 | 1 | 1 | 1 | 1 | 0 | 0 | 0 | 0 | 0 | #VALUE! | #VALUE! | 0
17 | New_Li_Battery | Resource 1. 50 MW, 100 MWh battery. | New_Li_Battery_D.19-11-016 Resource 1_Resource 1. 50 MW, 100 MWh battery. | 0 | 2022-08-01 | 2020-09-01 | 2022-08-01 | 2037-08-01 | N/A | 0 | 0 | 1 |  | 2 | 1 | 2 | 3 | 50 | 100 | 0 | N/A | N/A | N/A | 2020 | 9 | 2022 | 8 | 2037 | 8 | 1 | 1 | 1 | 1 | 1 | 0 | 0 | 0 | 0 | 0 | #VALUE! | #VALUE! | 0
18 | New_Li_Battery | Resource 2. 75 MW, 300 MWh battery. | New_Li_Battery_D.19-11-016 Resource 2_Resource 2. 75 MW, 300 MWh battery. | 0 | 2023-08-01 | 2020-09-01 | 2023-08-01 | 2038-08-01 | N/A | 0 | 0 | 1 |  | 2 | 1 | 2 | 3 | 75 | 300 | 0 | N/A | N/A | N/A | 2020 | 9 | 2023 | 8 | 2038 | 8 | 1 | 1 | 1 | 1 | 1 | 0 | 0 | 0 | 0 | 0 | #VALUE! | #VALUE! | 0
19 | New_Li_Battery | Resource 3. 20 MW, 80 MWh battery. | New_Li_Battery_D.19-11-016 Resource 3_Resource 3. 20 MW, 80 MWh battery. | 0 | 2022-08-01 | 2020-09-01 | 2022-08-01 | 2032-08-01 | N/A | 0 | 0 | 1 |  | 1 | 1 | 2 | 3 | 20 | 80 | 0 | N/A | N/A | N/A | 2020 | 9 | 2022 | 8 | 2032 | 8 | 1 | 1 | 1 | 1 | 1 | 0 | 0 | 0 | 0 | 0 | #VALUE! | #VALUE! | 0
20 | New_Li_Battery | Resource 4. 20 MW, 80 MWh battery. | New_Li_Battery_D.19-11-016 Resource 4_Resource 4. 20 MW, 80 MWh battery. | 0 | 2021-08-01 | 2020-09-01 | 2021-08-01 | 2041-08-01 | N/A | 0 | 0 | 1 |  | 1 | 1 | 2 | 3 | 20 | 80 | 0 | N/A | N/A | N/A | 2020 | 9 | 2021 | 8 | 2041 | 8 | 1 | 1 | 1 | 1 | 1 | 20 | 3.5778 | 3.5778 | 0 | 0 | #VALUE! | #VALUE! | 0
21 | New_Li_Battery | Resource 5. 20 MW, 80 MWh battery. | New_Li_Battery_D.19-11-016 Resource 5_Resource 5. 20 MW, 80 MWh battery. | 0 | 2021-08-01 | 2020-09-01 | 2021-08-01 | 2041-08-01 | N/A | 0 | 0 | 1 |  | 1 | 1 | 2 | 3 | 20 | 80 | 0 | N/A | N/A | N/A | 2020 | 9 | 2021 | 8 | 2041 | 8 | 1 | 1 | 1 | 1 | 1 | 20 | 3.5778 | 3.5778 | 0 | 0 | #VALUE! | #VALUE! | 0
22 | New_Li_Battery | Resource 6. 104 MW, 416 MWh battery. | New_Li_Battery_D.19-11-016 Resource 6_Resource 6. 104 MW, 416 MWh battery. | 0 | 2021-08-01 | 2020-09-01 | 2021-08-01 | 2036-08-01 | N/A | 0 | 0 | 1 |  | 1 | 1 | 2 | 3 | 104 | 416 | 0 | N/A | N/A | N/A | 2020 | 9 | 2021 | 8 | 2036 | 8 | 1 | 1 | 1 | 1 | 1 | 104 | 18.6047 | 18.6047 | 0 | 0 | #VALUE! | #VALUE! | 0
23 | VSTAES_6_VESBT1 | Resource 7. 10 MW, 40 MWh battery. | VSTAES_6_VESBT1_D.19-11-016 Resource 7_Resource 7. 10 MW, 40 MWh battery. | 1 | ok | 2020-09-01 | 2021-08-01 | 2022-07-31 | N/A | 0 | 0 | 1 | Online, CAISO energy market resource contracting with SDGE for capacity | 1 | 1 | 2 | 2 | 10 | 40 | 0 | N/A | N/A | N/A | 2020 | 9 | 2021 | 8 | 2022 | 7 | 1 | 1 | 1 | 1 | 1 | 10 | 1.7889 | 0 | 0 | 0 | #VALUE! | #VALUE! | 0
24 | VSTAES_6_VESBT1 | Resource 7. 20 MW, 80 MWh battery. | VSTAES_6_VESBT1_D.19-11-016 Resource 7_Resource 7. 20 MW, 80 MWh battery. | 1 | ok | 2020-09-01 | 2022-08-01 | 2033-08-01 | N/A | 0 | 0 | 1 | 10 MW added to VSTAES_6_VESBT1 | 1 | 1 | 2 | 2 | 20 | 80 | 0 | N/A | N/A | N/A | 2020 | 9 | 2022 | 8 | 2033 | 8 | 1 | 1 | 1 | 1 | 1 | 0 | 0 | 0 | 0 | 0 | #VALUE! | 3 | 0
25 | New_Li_Battery | Resource 8, likely battery, to satisfy the rest of SDGE's 301.3 MW mandated reliability procurement. | New_Li_Battery_D.19-11-016 Resource 8_Resource 8, likely battery, to satisfy the rest of SDGE's 301.3 MW mandated reliability procurement. | 0 | 2023-08-01 | 2020-09-01 | 2023-08-01 | 2033-08-01 | N/A | 0 | 0 | 1 |  | 3 | 1 | 2 | 4 | 17.3 | 69.2 | 0 | N/A | N/A | N/A | 2020 | 9 | 2023 | 8 | 2033 | 8 | 1 | 1 | 1 | 1 | 1 | 0 | 0 | 0 | 0 | 0 | #VALUE! | #VALUE! | 0
Note on D1: Author: This is the unique ID for a contract. There should be no duplicates in this column.
Note on E1: Author: Note that this column is gray, meaning it should not be modified directly. If this shows "fillme," do not fix in this tab, fix in monthly_gwh_mw, and this will automatically update.

## errors
monthly_gwh_mw
Test: Correct data type for resource | Test: Correct data type for Year | Test: Correct data type for Month | TEST: No blanks in energy and capacity data | TEST: No missing data | Test: Correct data type for max_mw | TEST: NQC provided only once | TEST: Working ELCC type
0 | 0 | 0 | 0 | 0 | 0 | 0 | 0
unique_contracts
Test: Correct data type for lse_owned | Test: Correct data type for cam | Test:All data provided for hybrid | TEST: All data provided for contract | TEST: No fillmes
0 | 0 | 0 | 0 | 0

## fillmes
monthly_gwh_mw
notes | max_mw | resource_type | currently_online | elcc_type
0 | 0 | 0 | 0 | 0
unique_contracts
online_date_for_new_resources | is_incremental | viability_cod_reasonableness | viability_technical_feasibility | viability_resource_sufficiency | viability_financing
0 | 0 | 0 | 0 | 0 | 0

## dashboard
Show NQC for this month in System Reliability Progress Tracking Table-> | September | 9 | [17 empty] | item | col | name
Show D.19-11-016 incremental procurement in this year --> | 2021 | [18 empty] | NQC MW | monthly_gwh_mw!$T:$T | System Reliability Progress Tracking Table (NQC MW) for month of September by contract status, 38 MMT portfolio
Display NQC MW or GWh in System Reliability Progress Tracking Table? | NQC MW | [18 empty] | GWh | monthly_gwh_mw!$F:$F | Annual GWh by resource type
September 2021
|  | System Reliability Progress Tracking Table (NQC MW) for month of September by contract status, 38 MMT portfolio | ELCC type | 2020 | 2021 | 2022 | 2023 | 2024 | 2025 | 2026 | 2027 | 2028 | 2029 | 2030 | NQC MW from data | NQC MW displayed in table | difference (absolute) | match?
|  | online | wind_low_cf | 0 | 0 | 0 | 0 | 0 | 0 | 0 | 0 | 0 | 0 | 0 | 18225.4911 | 18225.4911 | 3.2742e-11 | TRUE
|  | online | wind_high_cf | 0 | 0 | 0 | 0 | 0 | 0 | 0 | 0 | 0 | 0 | 0
|  | online | biomass | 0 | 0 | 0 | 0 | 0 | 0 | 0 | 0 | 0 | 0 | 0
|  | online | cogen | 0 | 0 | 0 | 0 | 0 | 0 | 0 | 0 | 0 | 0 | 0 |  |  |  | 0 | <---Number of resources with an ELCC type of "fillme". If this is nonzero, it can cause a mismatch above.
|  | online | geothermal | 0 | 0 | 0 | 0 | 0 | 0 | 0 | 0 | 0 | 0 | 0
|  | online | hydro | 0 | 0 | 0 | 0 | 0 | 0 | 0 | 0 | 0 | 0 | 0
|  | online | thermal | 0 | 0 | 0 | 0 | 0 | 0 | 0 | 0 | 0 | 0 | 0
|  | online | battery | 0 | 0 | 0 | 0 | 0 | 0 | 0 | 0 | 0 | 0 | 0
|  | online | nuclear | 0 | 0 | 0 | 0 | 0 | 0 | 0 | 0 | 0 | 0 | 0
|  | online | solar | 0 | 0 | 0 | 0 | 0 | 0 | 0 | 0 | 0 | 0 | 0
|  | online | psh | 0 | 0 | 0 | 0 | 0 | 0 | 0 | 0 | 0 | 0 | 0
|  | online | unknown | 0 | 172.22 | 172.22 | 172.22 | 172.22 | 172.22 | 172.22 | 172.22 | 172.22 | 172.22 | 172.22
|  | development | wind_low_cf | 0 | 0 | 0 | 0 | 0 | 0 | 0 | 0 | 0 | 0 | 0
|  | development | wind_high_cf | 0 | 0 | 0 | 0 | 0 | 0 | 0 | 0 | 0 | 0 | 0
|  | development | biomass | 0 | 0 | 0 | 0 | 0 | 0 | 0 | 0 | 0 | 0 | 0
|  | development | cogen | 0 | 0 | 0 | 0 | 0 | 0 | 0 | 0 | 0 | 0 | 0
|  | development | geothermal | 0 | 0 | 0 | 0 | 0 | 0 | 0 | 0 | 0 | 0 | 0
|  | development | hydro | 0 | 0 | 0 | 0 | 0 | 0 | 0 | 0 | 0 | 0 | 0
|  | development | thermal | 0 | 0 | 0 | 0 | 0 | 0 | 0 | 0 | 0 | 0 | 0
|  | development | battery | 0 | 0 | 0 | 0 | 0 | 0 | 0 | 0 | 0 | 0 | 0
|  | development | nuclear | 0 | 0 | 0 | 0 | 0 | 0 | 0 | 0 | 0 | 0 | 0
|  | development | solar | 0 | 0 | 0 | 0 | 0 | 0 | 0 | 0 | 0 | 0 | 0
|  | development | psh | 0 | 0 | 0 | 0 | 0 | 0 | 0 | 0 | 0 | 0 | 0
|  | development | unknown | 0 | 0 | 0 | 0 | 0 | 0 | 0 | 0 | 0 | 0 | 0
|  | review | wind_low_cf | 0 | 0 | 0 | 0 | 0 | 0 | 0 | 0 | 0 | 0 | 0
|  | review | wind_high_cf | 0 | 0 | 0 | 0 | 0 | 0 | 0 | 0 | 0 | 0 | 0
|  | review | biomass | 0 | 0 | 0 | 0 | 0 | 0 | 0 | 0 | 0 | 0 | 0
|  | review | cogen | 0 | 0 | 0 | 0 | 0 | 0 | 0 | 0 | 0 | 0 | 0
|  | review | geothermal | 0 | 0 | 0 | 0 | 0 | 0 | 0 | 0 | 0 | 0 | 0
|  | review | hydro | 0 | 0 | 0 | 0 | 0 | 0 | 0 | 0 | 0 | 0 | 0
|  | review | thermal | 0 | 0 | 0 | 0 | 0 | 0 | 0 | 0 | 0 | 0 | 0
|  | review | battery | 0 | 27.5493 | 85.8058 | 116.5974 | 116.5974 | 116.5974 | 116.5974 | 114.6168 | 112.6361 | 110.6554 | 108.6748
|  | review | nuclear | 0 | 0 | 0 | 0 | 0 | 0 | 0 | 0 | 0 | 0 | 0
|  | review | solar | 0 | 0 | 0 | 0 | 0 | 0 | 0 | 0 | 0 | 0 | 0
|  | review | psh | 0 | 0 | 0 | 0 | 0 | 0 | 0 | 0 | 0 | 0 | 0
|  | review | unknown | 0 | 0 | 0 | 0 | 0 | 0 | 0 | 0 | 0 | 0 | 0
|  | planned_existing | wind_low_cf | 0 | 0 | 0 | 0 | 0 | 0 | 0 | 0 | 0 | 0 | 0
|  | planned_existing | wind_high_cf | 0 | 0 | 0 | 0 | 0 | 0 | 0 | 0 | 0 | 0 | 0
|  | planned_existing | biomass | 0 | 0 | 0 | 0 | 0 | 0 | 0 | 0 | 0 | 0 | 0
|  | planned_existing | cogen | 0 | 0 | 0 | 0 | 0 | 0 | 0 | 0 | 0 | 0 | 0
|  | planned_existing | geothermal | 0 | 0 | 0 | 0 | 0 | 0 | 0 | 0 | 0 | 0 | 0
|  | planned_existing | hydro | 0 | 0 | 0 | 0 | 0 | 0 | 0 | 0 | 0 | 0 | 0
|  | planned_existing | thermal | 0 | 0 | 0 | 0 | 0 | 0 | 0 | 0 | 0 | 0 | 0
|  | planned_existing | battery | 0 | 0 | 0 | 0 | 0 | 0 | 0 | 0 | 0 | 0 | 0
|  | planned_existing | nuclear | 0 | 0 | 0 | 0 | 0 | 0 | 0 | 0 | 0 | 0 | 0
|  | planned_existing | solar | 0 | 0 | 0 | 0 | 0 | 0 | 0 | 0 | 0 | 0 | 0
|  | planned_existing | psh | 0 | 0 | 0 | 0 | 0 | 0 | 0 | 0 | 0 | 0 | 0
|  | planned_existing | unknown | 0 | 578 | 1588 | 1247 | 1214 | 1176 | 1091 | 1105 | 1121 | 1138 | 1155
|  | planned_new | wind_low_cf | 0 | 0 | 0 | 15 | 17.2673 | 19.5346 | 54.5046 | 54.4361 | 54.3676 | 54.2991 | 54.2307
|  | planned_new | wind_high_cf | 0 | 0 | 9.4396 | 9.4396 | 10.8664 | 12.2932 | 13.7023 | 13.7023 | 13.7023 | 13.7023 | 13.6507
|  | planned_new | biomass | 0 | 0 | 0 | 0 | 0 | 0 | 0 | 0 | 0 | 0 | 0
|  | planned_new | cogen | 0 | 0 | 0 | 0 | 0 | 0 | 0 | 0 | 0 | 0 | 0
|  | planned_new | geothermal | 0 | 0 | 0 | 83 | 83 | 83 | 83 | 83 | 83 | 83 | 83
|  | planned_new | hydro | 0 | 0 | 0 | 0 | 0 | 0 | 0 | 0 | 0 | 0 | 0
|  | planned_new | thermal | 0 | 0 | 0 | 0 | 0 | 0 | 0 | 0 | 0 | 0 | 0
|  | planned_new | battery | 0 | 0 | 0 | 7.1026 | 7.1026 | 7.1026 | 72.1026 | 71.9819 | 71.8613 | 71.7406 | 71.62
|  | planned_new | nuclear | 0 | 0 | 0 | 0 | 0 | 0 | 0 | 0 | 0 | 0 | 0
|  | planned_new | solar | 0 | 0 | 0 | 14 | 48.6468 | 41.2932 | 33.94 | 30.0968 | 26.254 | 22.4112 | 18.5684
|  | planned_new | psh | 0 | 0 | 0 | 0 | 0 | 0 | 0 | 0 | 0 | 0 | 0
|  | planned_new | unknown | 0 | 0 | 50 | 250 | 250 | 300 | 300 | 300 | 300 | 300 | 300
|  | TOTAL supply, NQC MW |  | 0 | 777.7693 | 1905.4654 | 1914.3596 | 1919.7005 | 1928.0409 | 1937.0669 | 1945.0539 | 1955.0413 | 1966.0287 | 1976.9645
|  | Load (MW) |  | 684.8025 | 677 | 678.2581 | 680.6419 | 682.9737 | 686.1898 | 689.0017 | 692.3235 | 695.7009 | 698.8688 | 703.3474
|  | Load +15% PRM (MW) |  | 787.5229 | 778.55 | 779.9968 | 782.7382 | 785.4198 | 789.1183 | 792.3519 | 796.172 | 800.0561 | 803.6992 | 808.8495
|  | Supply minus load: Shortfall (-) or Surplus (+), in MW |  | -787.5229 | -0.78071 | 1125.4686 | 1131.6214 | 1134.2807 | 1138.9226 | 1144.715 | 1148.8819 | 1154.9853 | 1162.3296 | 1168.1149
|  | Incremental Procurement for D.19-11-016, NQC MW |  | 2020: 2021
|  | Supply-side resource is incremental |  | 2020: 25.7604 |  |  |  | Check match of incremental procurement data
|  | New resource that is energy only in 2021 |  | 2020: 0 |  |  |  | TRUE
|  | Demand-side resource is not in IEPR demand forecast (and therefore incremental) |  | 2020: 0
|  | MW added to existing resource |  | 2020: 0
|  | Total NQC MW |  | 2020: 25.7604
Note on B1: You can change the month for which you are viewing total capacity. The table will automatically update
Note on B2: This is the year that the Incremental Procurement table will use to display NQC MW. You can enter a year into this field and the table below will automatically populate.

## resources
data_source | resource | generator_name | MAXGEN | resolve_final_group | resource_supertype | note_required | is_baseline | is_incremental | currently_online | elcc_type
template_list | CAPMAD_1_UNIT 1 | 0 | 4.64 | 0 | physical | none | 1 | 0 | 1 | unknown
template_list | PIUTE_6_GNBSR1 | 0 | 3 | 0 | physical | none | 0 | 1 | 1 | unknown
template_list | PRCTVY_1_MIGBT1 | 0 | 2 | 0 | physical | none | 0 | 1 | 1 | unknown
template_list | RECTOR_2_TFDBM1 | 0 | 0.8 | 0 | physical | none | 0 | 1 | 1 | unknown
template_list | TULARE_2_TULBM1 | Tulare BioMAT Fuel Cell | 2.8 | 0 | physical | none | 1 | 0 | 1 | unknown
template_list | GUERNS_6_HD3BM3 | Hanford Digester Genset 3 | 1.3 | CAISO_Biogas | physical | none | 1 | 0 | 1 | biomass
template_list | GUERNS_6_VH2BM1 | Hanford Digester Genset 2 | 1.1 | CAISO_Biogas | physical | none | 1 | 0 | 1 | biomass
template_list | KYCORA_6_KMSBT1 | Kearny Mesa Storage | 1 | CAISO_Li_Battery | physical | none | 1 | 0 | 1 | battery
template_list | SANLOB_1_OSFBM1 | HZIU Kompogas SLO | 0.85 | 0 | physical | none | 1 | 0 | 1 | unknown
ruling_list | SPIAND_1_ANDSN2 | SPI Biomass Portfolio | 58 | CAISO_Biomass | physical | none | 1 | 0 | 1 | biomass
ruling_list | WSENGY_1_UNIT 1 | Wheelabrator Shasta | 54.9 | CAISO_Biomass | physical | none | 1 | 0 | 1 | biomass
ruling_list | WALNUT_6_HILLGEN | L.A. Co. Sanitation Dist (Puente Hills) | 50 | CAISO_Biomass | physical | none | 1 | 0 | 1 | biomass
ruling_list | PANDOL_6_UNIT | Covanta Delano Inc (formerly AES Delano) | 49 | CAISO_Biomass | physical | none | 1 | 0 | 1 | biomass
ruling_list | COGNAT_1_UNIT | DTE Stockton | 45 | CAISO_Biomass | physical | none | 1 | 0 | 1 | biomass
ruling_list | MESAS_2_QF | Total Energy Facilities | 38.4 | CAISO_Biomass | physical | none | 1 | 0 | 1 | biomass
ruling_list | OLINDA_2_LNDFL2 | Brea Expansion Plant | 32.8 | CAISO_Biomass | physical | none | 1 | 0 | 1 | biomass
ruling_list | HL Power | HL Power | 32 | CAISO_Biomass | physical | none | 1 | 0 | 1 | biomass
ruling_list | BURNYF_2_UNIT 1 | Burney Forest Products | 31 | CAISO_Biomass | physical | none | 1 | 0 | 1 | biomass
ruling_list | WADHAM_6_UNIT | Wadham Energy LP | 29.07 | CAISO_Biomass | physical | none | 1 | 0 | 1 | biomass
ruling_list | PACLUM_6_UNIT | Eel River Power LLC | 28.8 | CAISO_Biomass | physical | none | 1 | 0 | 1 | biomass
ruling_list | ULTPFR_1_UNIT 1 | Rio Bravo Fresno | 26.5 | CAISO_Biomass | physical | none | 1 | 0 | 1 | biomass
ruling_list | H.W. Hill Landfill Gas Power Plant AKA ROOSEVELT BIOGAS | H.W. Hill Landfill Gas Power Plant AKA ROOSEVELT BIOGAS | 26 | CAISO_Biomass | physical | none | 1 | 0 | 1 | biomass
ruling_list | BIOMAS_1_UNIT 1 | Woodland Biomass | 25.5 | CAISO_Biomass | physical | none | 1 | 0 | 1 | biomass
ruling_list | MENBIO_6_UNIT | Covanta Mendota L. P. | 25 | CAISO_Biomass | physical | none | 1 | 0 | 1 | biomass
ruling_list | ULTRCK_2_UNIT | Rio Bravo Rocklin | 25 | CAISO_Biomass | physical | none | 1 | 0 | 1 | biomass
ruling_list | STNRES_1_UNIT | Stanislaus Resource Recovery Facility | 24 | CAISO_Biomass | physical | none | 1 | 0 | 1 | biomass
ruling_list | ULTPCH_1_UNIT 1 | Pacific-Ultrapower Chinese Station | 22 | CAISO_Biomass | physical | none | 1 | 0 | 1 | biomass
ruling_list | THMENG_1_UNIT 1 | Thermal Energy Dev. Corp. | 21 | CAISO_Biomass | physical | none | 1 | 0 | 1 | biomass
ruling_list | SANTGO_6_COYOTE | Coyote Canyon | 20 | CAISO_Biomass | physical | none | 1 | 0 | 1 | biomass
ruling_list | SUNSHN_2_LNDFL | Sunshine Landfill | 18.96 | CAISO_Biomass | physical | none | 1 | 0 | 1 | biomass
ruling_list | FAIRHV_6_UNIT | DG Fairhaven Power, LLC | 18.75 | CAISO_Biomass | physical | none | 1 | 0 | 1 | biomass
ruling_list | MOORPK_2_CALABS | Calabasas Gas-to-Energy | 13.8 | CAISO_Biomass | physical | none | 1 | 0 | 1 | biomass
ruling_list | USWND4_2_UNITS | Waste Management Renewable Energy | 13.2 | CAISO_Biomass | physical | none | 1 | 0 | 1 | biomass
ruling_list | COLPIN_6_COLLNS | Collins Pine | 12 | CAISO_Biomass | physical | none | 1 | 0 | 1 | biomass
ruling_list | Orange County Sanitation District (f/k/a 1098) | Orange County Sanitation District (f/k/a 1098) | 12 | CAISO_Biomass | physical | none | 1 | 0 | 1 | biomass
ruling_list | BLULKE_6_BLUELK | Blue Lake Power | 12 | CAISO_Biomass | physical | none | 1 | 0 | 1 | biomass
ruling_list | CHWCHL_1_BIOMAS | Chowchilla Biomass Facility | 10.8 | CAISO_Biomass | physical | none | 1 | 0 | 1 | biomass
ruling_list | OXMTN_6_LNDFIL | Ox Mountain Landfill aka Half Moon Bay | 10.62 | CAISO_Biomass | physical | none | 1 | 0 | 1 | biomass
ruling_list | ELNIDP_6_BIOMAS | El Nido Biomass Facility | 10.5 | CAISO_Biomass | physical | none | 1 | 0 | 1 | biomass
ruling_list | PEABDY_2_LNDFL1 | Potrero Hills Landfill | 8 | CAISO_Biomass | physical | none | 1 | 0 | 1 | biomass
ruling_list | CHINO_2_QF | L.A. Co. Sanitation Dist Spadra | 8 | CAISO_Biomass | physical | none | 1 | 0 | 1 | biomass
ruling_list | SAUGUS_7_CHIQCN | Chiquita Canyon | 8 | CAISO_Biomass | physical | none | 1 | 0 | 1 | biomass
ruling_list | WALNUT_7_WCOVST | MM West Covina LLC, Gen 2 | 7.1 | CAISO_Biomass | physical | none | 1 | 0 | 1 | biomass
ruling_list | OAK L_7_EBMUD | EBMUD WWTP Power Generation Station | 6.45 | CAISO_Biomass | physical | none | 1 | 0 | 1 | biomass
ruling_list | CPSTNO_7_PRMADS | MM Prima Deshecha | 6.1 | CAISO_Biomass | physical | none | 1 | 0 | 1 | biomass
ruling_list | SAUGUS_7_LOPEZ | MM Lopez Energy LLC | 6.1 | CAISO_Biomass | physical | none | 1 | 0 | 1 | biomass
ruling_list | CSTRVL_7_PL1X2 | Marina Landfill Gas (Monterey Regional Waste Management Dst) | 5.08 | CAISO_Biomass | physical | none | 1 | 0 | 1 | biomass
ruling_list | MSHGTS_6_MMARLF | MM San Diego-Miramar (RAM) | 5 | CAISO_Biomass | physical | none | 1 | 0 | 1 | biomass
ruling_list | SNMALF_6_UNITS | Sonoma County Landfill LFGTE Project | 5 | CAISO_Biomass | physical | none | 1 | 0 | 1 | biomass
ruling_list | PLSNTG_7_LNCLND | Lincoln Landfill - WPWMA | 4.98 | CAISO_Biomass | physical | none | 1 | 0 | 1 | biomass
ruling_list | CBRLLO_6_PLSTP1 | City of San Diego - Point Loma | 4.8 | CAISO_Biomass | physical | none | 1 | 0 | 1 | biomass
ruling_list | OAK L_1_GTG1 | EBMUD WWTP Digester Gas Turbine | 4.6 | CAISO_Biomass | physical | none | 1 | 0 | 1 | biomass
ruling_list | CORRAL_6_SJOAQN | Ameresco San Joaquin LLC | 4.34 | CAISO_Biomass | physical | none | 1 | 0 | 1 | biomass
ruling_list | CAYTNO_2_VASCO | Ameresco Vasco Road LLC | 4.34 | CAISO_Biomass | physical | none | 1 | 0 | 1 | biomass
ruling_list | WEBER_6_FORWRD | Ameresco Forward LLC | 4.34 | CAISO_Biomass | physical | none | 1 | 0 | 1 | biomass
ruling_list | Gas Recovery Sys. (Newby Island 2) | Gas Recovery Sys. (Newby Island 2) | 4.2 | CAISO_Biomass | physical | none | 1 | 0 | 1 | biomass
ruling_list | RHONDO_6_PUENTE | L.A. Co. Sanitation Dist CSD 2610 | 3.9 | CAISO_Biomass | physical | none | 1 | 0 | 1 | biomass
ruling_list | OTAY_7_UNITC1 | Otay Landfill 3 | 3.8 | CAISO_Biomass | physical | none | 1 | 0 | 1 | biomass
ruling_list | VALLEY_7_UNITA1 | WMES El Sobrante | 3.77 | CAISO_Biomass | physical | none | 1 | 0 | 1 | biomass
ruling_list | KIRKER_7_KELCYN | Keller Canyon Landfill (Pittsburg) | 3.56 | CAISO_Biomass | physical | none | 1 | 0 | 1 | biomass
ruling_list | WHEATL_6_LNDFIL | Ostrom Road aka G2 Energy Project | 3.55 | CAISO_Biomass | physical | none | 1 | 0 | 1 | biomass
ruling_list | TRANS JORDAN | TRANS JORDAN | 3.36 | CAISO_Biomass | physical | none | 1 | 0 | 1 | biomass
ruling_list | GRNVLY_7_SCLAND | Ameresco Santa Cruz Energy | 3.04 | CAISO_Biomass | physical | none | 1 | 0 | 1 | biomass
ruling_list | OTAY_6_UNITB1 | Otay Landfill I | 3 | CAISO_Biomass | physical | none | 1 | 0 | 1 | biomass
ruling_list | GOLETA_6_TAJIGS | MM Tajiguas Energy LLC | 2.84 | CAISO_Biomass | physical | none | 1 | 0 | 1 | biomass
ruling_list | CHINO_7_MILIKN | MN Milliken Genco LLC, Unit 1-2 | 2.6 | CAISO_Biomass | physical | none | 1 | 0 | 1 | biomass
ruling_list | ETIWND_7_MIDVLY | MN Mid Valley Genco LLC, 1-2 | 2.6 | CAISO_Biomass | physical | none | 1 | 0 | 1 | biomass
ruling_list | RICHMN_7_BAYENV | Nove Power Plant | 2.5 | CAISO_Biomass | physical | none | 1 | 0 | 1 | biomass
ruling_list | MOORPK_7_UNITA1 | WMES Simi Valley | 2.49 | CAISO_Biomass | physical | none | 1 | 0 | 1 | biomass
ruling_list | CHILLS_7_UNITA1 | Sycamore Energy 2 LLC | 2.25 | CAISO_Biomass | physical | none | 1 | 0 | 1 | biomass
ruling_list | Salt Lake Landfill Gas Recovery | Salt Lake Landfill Gas Recovery | 2.24 | CAISO_Biomass | physical | none | 1 | 0 | 0 | biomass
ruling_list | ESQUON_6_LNDFIL | Butte County Neal Road Landfill | 2.16 | CAISO_Biomass | physical | none | 1 | 0 | 1 | biomass
ruling_list | Southeast Digester Gas Cogen Plant | Southeast Digester Gas Cogen Plant | 2.1 | CAISO_Biomass | physical | none | 1 | 0 | 1 | biomass
ruling_list | CSTRVL_7_QFUNTS | Monterey Regional Water | 2 | CAISO_Biomass | physical | none | 1 | 0 | 1 | biomass
ruling_list | OLDRIV_6_BIOGAS | ABEC Bidart-Old River LLC | 2 | CAISO_Biomass | physical | none | 1 | 0 | 1 | biomass
ruling_list | PEABDY_2_LNDFIL | Hay Road - Silicon Valley Biomass | 1.6 | CAISO_Biomass | physical | none | 1 | 0 | 1 | biomass
ruling_list | Gas Recovery Sys. (American Cyn) | Gas Recovery Sys. (American Cyn) | 1.5 | CAISO_Biomass | physical | none | 1 | 0 | 1 | biomass
ruling_list | SANLOB_1_LNDFIL | Toro SLO Landfill | 1.5 | CAISO_Biomass | physical | none | 1 | 0 | 1 | biomass
ruling_list | SAUGUS_2_TOLAND | Toland Road Landfill | 1.5 | CAISO_Biomass | physical | none | 1 | 0 | 1 | biomass
ruling_list | CHILLS_1_SYCENG | Sycamore Energy 1 LLC | 1.5 | CAISO_Biomass | physical | none | 1 | 0 | 1 | biomass
ruling_list | SMRCOS_6_LNDFIL | San Marcos Energy | 1.5 | CAISO_Biomass | physical | none | 1 | 0 | 1 | biomass
ruling_list | OTAY_6_LNDFL5 | Otay Landfill V | 1.5 | CAISO_Biomass | physical | none | 1 | 0 | 1 | biomass
ruling_list | OTAY_6_LNDFL6 | Otay Landfill VI | 1.5 | CAISO_Biomass | physical | none | 1 | 0 | 1 | biomass
ruling_list | Central Valley Ag Power | Central Valley Ag Power | 1.5 | CAISO_Biomass | physical | none | 1 | 0 | 1 | biomass
ruling_list | SISQUC_1_SMARIA | Santa Maria II | 1.42 | CAISO_Biomass | physical | none | 1 | 0 | 1 | biomass
ruling_list | GONZLS_6_UNIT | Ameresco Johnson Canyon | 1.42 | CAISO_Biomass | physical | none | 1 | 0 | 1 | biomass
ruling_list | VALLEY_7_BADLND | Badlands Landfill (Riverside County San. District) | 1.1 | CAISO_Biomass | physical | none | 1 | 0 | 1 | biomass
ruling_list | CSTOGA_6_LNDFIL | Clover Flat LFG | 0.85 | CAISO_Biomass | physical | none | 1 | 0 | 1 | biomass
ruling_list | Ortigalita Power Company (Madera Project) | Ortigalita Power Company (Madera Project) | 0.75 | CAISO_Biomass | physical | none | 1 | 0 | 1 | biomass
ruling_list | TUPMAN_1_BIOGAS | ABEC Bidart-Stockdale LLC | 0.6 | CAISO_Biomass | physical | none | 1 | 0 | 1 | biomass
ruling_list | Inland Empire Utilities Agency | Inland Empire Utilities Agency | 0.58 | CAISO_Biomass | physical | none | 1 | 0 | 1 | biomass
ruling_list | City Of Watsonville | City Of Watsonville | 0.55 | CAISO_Biomass | physical | none | 1 | 0 | 1 | biomass
ruling_list | Castelanelli Bros. Biogas | Castelanelli Bros. Biogas | 0.3 | CAISO_Biomass | physical | none | 1 | 0 | 1 | biomass
ruling_list | Royal Farms #2 | Royal Farms #2 | 0.1 | CAISO_Biomass | physical | none | 1 | 0 | 1 | biomass
ruling_list | Blake's Landing - 80kW Generator | Blake's Landing - 80kW Generator | 0.08 | CAISO_Biomass | physical | none | 1 | 0 | 1 | biomass
ruling_list | Sierra Pacific Industries (SPI) REC Purchase Amended & Restated | Sierra Pacific Industries (SPI) REC Purchase Amended & Restated | 0 | CAISO_Biomass | physical | none | 1 | 0 | 1 | biomass
template_list | blended | 0 | #N/A | blended | special | fillme_approximate resource mix, carbon content | 1 | 0 | fillme | unknown
template_list | New_Li_Battery | 0 | #N/A | CAISO_Battery | new_resolve | fillme_name,type,mw | 0 | 1 | 0 | battery
template_list | New_Flow_Battery | 0 | #N/A | CAISO_Battery | new_resolve | fillme_name,type,mw | 0 | 1 | 0 | battery
template_list | new_generic_battery_storage | 0 | #N/A | CAISO_Battery | new_generic | none | 0 | 1 | 0 | battery
added | existing_generic_battery_storage |  | #N/A | CAISO_Battery | existing_generic | none | 0 | 1 | 1 | battery
template_list | SANTGO_2_LNDFL1 | Bowerman Power | 19.6 | CAISO_Biogas | physical | none | 1 | 0 | 1 | biomass
template_list | SANITR_6_UNITS | LACSD CARSON WATER POLLUTION AGGREGATE | 8 | CAISO_Biogas | physical | none | 1 | 0 | 1 | biomass
template_list | USWND4_2_UNIT2 | Altamont Landfill Gas to Energy | 7.4 | CAISO_Biogas | physical | none | 0 | 1 | 1 | biomass
template_list | OAK C_1_EBMUD | MWWTP PGS 1 - ENGINES | 6.9 | CAISO_Biogas | physical | none | 1 | 0 | 1 | biomass
template_list | DAVIS_7_MNMETH | MM Yolo Power LLC | 4 | CAISO_Biogas | physical | none | 1 | 0 | 1 | biomass
template_list | NOVATO_6_LNDFL | Redwood Renewable Energy | 3.9 | CAISO_Biogas | physical | none | 0 | 1 | 1 | biomass
template_list | Central CA Fuel Cell 2 | Central CA Fuel Cell 2 | 3 | CAISO_Biogas | physical | none | 0 | 1 | 1 | biomass
template_list | Lakeside Biogas LLC | Lakeside Biogas LLC | 3 | CAISO_Biogas | physical | none | 0 | 1 | 1 | biomass
template_list | Santa Barbara County Public Works Department | Santa Barbara County Public Works Department | 2.274 | CAISO_Biogas | physical | none | 0 | 1 | 1 | biomass
template_list | Diamond H Dairy Power | Diamond H Dairy Power | 2 | CAISO_Biogas | physical | none | 0 | 1 | 1 | biomass
template_list | PSWEET_1_STCRUZ | Santa Cruz Energy LLC | 1.6 | CAISO_Biogas | physical | none | 1 | 0 | 1 | biomass
template_list | Organic Energy Solutions | Organic Energy Solutions | 1.6 | CAISO_Biogas | physical | none | 0 | 1 | 1 | biomass
template_list | Verwey-Hanford Dairy Digester Genset #2 | Verwey-Hanford Dairy Digester Genset #2 | 1.028 | CAISO_Biogas | physical | none | 0 | 1 | 1 | biomass
template_list | Verwey-Hanford Dairy Digester III | Verwey-Hanford Dairy Digester III | 1.028 | CAISO_Biogas | physical | none | 0 | 1 | 1 | biomass
template_list | GANSO_1_WSTBM1 | Weststar Dairy Biogas | 1 | CAISO_Biogas | physical | none | 0 | 1 | 1 | biomass
template_list | OLDRIV_6_CESDBM | Ces Dairy Biogas | 1 | CAISO_Biogas | physical | none | 0 | 1 | 1 | biomass
template_list | OLDRIV_6_LKVBM1 | Lakeview Dairy Biogas | 1 | CAISO_Biogas | physical | none | 0 | 1 | 1 | biomass
template_list | David Tevelde Dairy Digester | David Tevelde Dairy Digester | 1 | CAISO_Biogas | physical | none | 0 | 1 | 1 | biomass
template_list | San Luis Obispo AD | San Luis Obispo AD | 0.853 | CAISO_Biogas | physical | none | 0 | 1 | 1 | biomass
template_list | Open Sky Dairy Digester #2 | Open Sky Dairy Digester #2 | 0.8 | CAISO_Biogas | physical | none | 0 | 1 | 1 | biomass
template_list | Van Der Kooi Dairy Digester | Van Der Kooi Dairy Digester | 0.8 | CAISO_Biogas | physical | none | 0 | 1 | 0 | biomass
template_list | Two Fiets | Two Fiets | 0.8 | CAISO_Biogas | physical | none | 0 | 1 | 1 | biomass
template_list | SCHNDR_1_OS2BM2 | Verwey Madera Dairy Digester Genset #2 | 0.8 | CAISO_Biogas | physical | none | 0 | 1 | 1 | biomass
template_list | InState_Biomass | 0 | #N/A | CAISO_Biomass | new_resolve | fillme_name,type,mw | 0 | 1 | 0 | biomass
template_list | new_generic_biogas_landfillgas | 0 | #N/A | CAISO_Biomass | new_generic | none | 0 | 1 | 0 | biomass
template_list | new_generic_biomass/wood | 0 | #N/A | CAISO_Biomass | new_generic | none | 0 | 1 | 0 | biomass
template_list | LASSEN_6_UNITS | Honey Lake Power | 30 | CAISO_Biomass | physical | none | 1 | 0 | 1 | biomass
template_list | SPQUIN_6_SRPCQU | 0 | 24 | CAISO_Biomass | physical | none | 1 | 0 | 1 | biomass
template_list | SPBURN_2_UNIT 1 | 0 | 22 | CAISO_Biomass | physical | none | 1 | 0 | 1 | biomass
template_list | LAPAC_6_UNIT | LOUISIANA PACIFIC SAMOA | 20 | CAISO_Biomass | physical | none | 1 | 0 | 1 | biomass
template_list | SPI LI_2_UNIT 1 | 0 | 17.2 | CAISO_Biomass | physical | none | 1 | 0 | 1 | biomass
template_list | BiomassOneGE1 | Biomass One LP-GE | 14.4 | CAISO_Biomass | physical | none | 1 | 0 | 1 | biomass
template_list | SNCLRA_2_HOWLNG | 0 | 13 | CAISO_Biomass | physical | none | 1 | 0 | 1 | biomass
template_list | OLINDA_7_BLKSND | BlackSand Generating Facility | 8 | CAISO_Biomass | physical | none | 1 | 0 | 1 | biomass
template_list | OLINDA_7_LNDFIL | OLINDA_7_LNDFIL | 5.6 | CAISO_Biomass | physical | none | 1 | 0 | 1 | biomass
template_list | OtayLF3 | Otay-OTA3_22604 | 3.75 | CAISO_Biomass | physical | none | 1 | 0 | 1 | biomass
template_list | Prima_Plant1 | Prima Plant-UNT1_22112 | 3 | CAISO_Biomass | physical | none | 1 | 0 | 1 | biomass
template_list | Prima_Plant2 | Prima Plant-UNT2_22112 | 3 | CAISO_Biomass | physical | none | 1 | 0 | 1 | biomass
template_list | Blue Mountain Electric Company | Blue Mountain Electric Company | 3 | CAISO_Biomass | physical | none | 0 | 1 | 1 | biomass
template_list | Hat Creek Bioenergy, LLC | Hat Creek Bioenergy, LLC | 2.88 | CAISO_Biomass | physical | none | 0 | 1 | 0 | biomass
template_list | PointLoma1 | Point Loma 1_POINT LOMA WASTEWATER TREATMENT PLANT-1_CABRILLO_Point Loma | 2.29 | CAISO_Biomass | physical | none | 1 | 0 | 1 | biomass
template_list | PointLoma2 | Point Loma 2_POINT LOMA WASTEWATER TREATMENT PLANT-1 | 2.29 | CAISO_Biomass | physical | none | 1 | 0 | 1 | biomass
template_list | North Fork Community Power | North Fork Community Power | 2 | CAISO_Biomass | physical | none | 0 | 1 | 1 | biomass
template_list | OtayLF1 | OTAY LANDFILL UNIT 1_22604 | 1.88 | CAISO_Biomass | physical | none | 1 | 0 | 1 | biomass
template_list | MM_SD_Miramar2 | MM San Diego-Miramar-UNT2_22448 | 1.6 | CAISO_Biomass | physical | none | 1 | 0 | 1 | biomass
template_list | DALYCT_1_FCELL | 0 | 1.6 | CAISO_Biomass | physical | none | 1 | 0 | 1 | biomass
template_list | DIXNLD_1_LNDFL | Zero Waste Energy | 1.6 | CAISO_Biomass | physical | none | 1 | 0 | 1 | biomass
template_list | DoubleADigester1 | Double A Digester-1 | 1.5 | CAISO_Biomass | physical | none | 1 | 0 | 1 | biomass
template_list | DoubleADigester2 | Double A Digester-2 | 1.5 | CAISO_Biomass | physical | none | 1 | 0 | 1 | biomass
template_list | DoubleADigester3 | Double A Digester-3 | 1.5 | CAISO_Biomass | physical | none | 1 | 0 | 1 | biomass
template_list | RECTOR_7_TULARE | MM Tulare | 1.5 | CAISO_Biomass | physical | none | 1 | 0 | 1 | biomass
template_list | CASTVL_2_FCELL | 0 | 1.4 | CAISO_Biomass | physical | none | 1 | 0 | 1 | biomass
template_list | CargillB6Bio1 | Cargill B6 Biofactory-1 | 1.1 | CAISO_Biomass | physical | none | 1 | 0 | 1 | biomass
template_list | CargillB6Bio2 | Cargill B6 Biofactory-2 | 1.1 | CAISO_Biomass | physical | none | 1 | 0 | 1 | biomass
template_list | Napa Recycling Biomass Plant | Napa Recycling Biomass Plant | 1 | CAISO_Biomass | physical | none | 0 | 1 | 0 | biomass
template_list | DAIRLD_1_MD2BM1 | 0 | 0.8 | CAISO_Biomass | physical | none | 0 | 1 | 1 | biomass
template_list | BigSky1 | Big Sky Dairy Digester-GEN1 | 0.75 | CAISO_Biomass | physical | none | 1 | 0 | 1 | biomass
template_list | BigSky2 | Big Sky Dairy Digester-GEN2 | 0.75 | CAISO_Biomass | physical | none | 1 | 0 | 1 | biomass
template_list | Pocatello_Waste | Pocatello Waste-1 | 0.46 | CAISO_Biomass | physical | none | 1 | 0 | 1 | biomass
template_list | HooleyDigester1 | Hooley Digester-IC1 | 0.2 | CAISO_Biomass | physical | none | 1 | 0 | 1 | biomass
template_list | HooleyDigester2 | Hooley Digester-IC2 | 0.2 | CAISO_Biomass | physical | none | 1 | 0 | 1 | biomass
added | existing_generic_biogas_landfillgas |  | #N/A | CAISO_Biomass | existing_generic | none | 0 | 1 | 1 | biomass
added | existing_generic_biomass/wood |  | #N/A | CAISO_Biomass | existing_generic | none | 0 | 1 | 1 | biomass
ruling_list | HIDSRT_2_UNITS | HIGH DESERT POWER PROJECT AGGREGATE | 830 | CAISO_CCGT1 | physical | none | 1 | 0 | 1 | thermal
ruling_list | DELTA_2_PL1X4 | DELTA ENERGY CENTER AGGREGATE | 813 | CAISO_CCGT1 | physical | none | 1 | 0 | 1 | thermal
ruling_list | LEBECS_2_UNITS | Pastoria Energy Facility | 765 | CAISO_CCGT1 | physical | none | 1 | 0 | 1 | thermal
ruling_list | HuntBeachCC-Total | Huntington Beach | 644 | CAISO_CCGT1 | physical | none | 1 | 0 | 0 | thermal
ruling_list | COLUSA_2_PL1X3 | Colusa Generating Station | 641 | CAISO_CCGT1 | physical | none | 1 | 0 | 1 | thermal
ruling_list | AlamitosCC-Total | Alamitos | 640 | CAISO_CCGT1 | physical | none | 1 | 0 | 0 | thermal
ruling_list | OTMESA_2_PL1X3 | OTAY MESA ENERGY CENTER | 603.6 | CAISO_CCGT1 | physical | none | 1 | 0 | 1 | thermal
ruling_list | TERMEX_2_PL1X3 | TDM | 596 | CAISO_CCGT1 | physical | none | 1 | 0 | 1 | thermal
ruling_list | METEC_2_PL1X3 | Metcalf Energy Center | 593.16 | CAISO_CCGT1 | physical | none | 1 | 0 | 1 | thermal
ruling_list | SUNRIS_2_PL1X3 | Sunrise Power Project AGGREGATE II | 586.02 | CAISO_CCGT1 | physical | none | 1 | 0 | 1 | thermal
ruling_list | GATWAY_2_PL1X3 | GATEWAY GENERATING STATION | 585 | CAISO_CCGT1 | physical | none | 1 | 0 | 1 | thermal
ruling_list | LMEC_1_PL1X3 | Los Medanos Energy Center AGGREGATE | 580 | CAISO_CCGT1 | physical | none | 1 | 0 | 1 | thermal
ruling_list | PALOMR_2_PL1X3 | Palomar Energy Center | 575 | CAISO_CCGT1 | physical | none | 1 | 0 | 1 | thermal
ruling_list | SBERDO_2_PSP3 | Mountainview Gen Sta. Unit 3 | 555 | CAISO_CCGT1 | physical | none | 1 | 0 | 1 | thermal
ruling_list | SBERDO_2_PSP4 | Mountainview Gen Sta. Unit 4 | 555 | CAISO_CCGT1 | physical | none | 1 | 0 | 1 | thermal
ruling_list | MOSSLD_2_PSP1 | MOSS LANDING POWER BLOCK 1 | 510 | CAISO_CCGT1 | physical | none | 1 | 0 | 1 | thermal
ruling_list | MOSSLD_2_PSP2 | MOSS LANDING POWER BLOCK 2 | 510 | CAISO_CCGT1 | physical | none | 1 | 0 | 1 | thermal
ruling_list | MRCHNT_2_PL1X3 | Desert Star Energy Center | 419.25 | CAISO_CCGT1 | physical | none | 1 | 0 | 1 | thermal
ruling_list | ELKHIL_2_PL1X3 | ELK HILLS COMBINED CYCLE (AGGREGATE) | 380 | CAISO_CCGT1 | physical | none | 1 | 0 | 1 | thermal
ruling_list | LODIEC_2_PL1X2 | Lodi Energy Center | 302.58 | CAISO_CCGT1 | physical | none | 1 | 0 | 1 | thermal
ruling_list | ELSEGN_2_UN2021 | El Segundo Energy Center 7/8 | 263.68 | CAISO_CCGT1 | physical | none | 1 | 0 | 1 | thermal
ruling_list | LAPLMA_2_UNIT 2 | La Paloma Generating Plant Unit #2 | 260.2 | CAISO_CCGT1 | physical | none | 1 | 0 | 1 | thermal
ruling_list | LAPLMA_2_UNIT 1 | La Paloma Generating Plant Unit #1 | 259.8 | CAISO_CCGT1 | physical | none | 1 | 0 | 1 | thermal
ruling_list | LAPLMA_2_UNIT 3 | La Paloma Generating Plant Unit #3 | 256.15 | CAISO_CCGT1 | physical | none | 1 | 0 | 1 | thermal
ruling_list | LAPLMA_2_UNIT 4 | LA PALOMA GENERATING PLANT, UNIT #4 | 253.29 | CAISO_CCGT1 | physical | none | 1 | 0 | 1 | thermal
ruling_list | GILROY_1_UNIT | GILROY COGEN AGGREGATE | 120 | CAISO_CCGT1 | physical | none | 1 | 0 | 1 | thermal
ruling_list | LGHTHP_6_ICEGEN | CARSON COGENERATION | 48 | CAISO_CCGT1 | physical | none | 1 | 0 | 1 | thermal
ruling_list | CALPIN_1_AGNEW | Agnews Power Plant | 28.56 | CAISO_CCGT1 | physical | none | 1 | 0 | 1 | thermal
ruling_list | Alamitos | 0 | 640 | CAISO_CCGT1 | physical | none | 1 | 0 | 0 | thermal
ruling_list | Huntington Beach | 0 | 644 | CAISO_CCGT1 | physical | none | 1 | 0 | 0 | thermal
ruling_list | Puente Power Project | 0 | 262 | CAISO_CCGT1 | physical | none | 1 | 0 | 0 | thermal
ruling_list | TBD (Alamitos) | 0 | 640 | CAISO_CCGT1 | physical | none | 1 | 0 | 0 | thermal
ruling_list | TBD (HuntingtonBeach) | 0 | 644 | CAISO_CCGT1 | physical | none | 1 | 0 | 0 | thermal
template_list | new_generic_combined_cycle | 0 | #N/A | CAISO_CCGT1 | new_generic | none | 0 | 1 | 0 | thermal
template_list | INLDEM_5_UNIT 1 | Inland Empire Energy Center, Unit 1 | 376.2 | CAISO_CCGT1 | physical | none | 0 | 1 | 1 | thermal
template_list | ALAMIT_2_PL1X3 | Alamitos Energy Center Unit 7 | 680 | CAISO_CCGT1 | physical | none | 1 | 0 | 1 | thermal
template_list | HNTGBH_2_PL1X3 | Huntington Beach Energy | 669 | CAISO_CCGT1 | physical | none | 1 | 0 | 1 | thermal
template_list | MAGNLA_6_PASADENA | Magnolia Power Plant - PASADENA | 18 | CAISO_CCGT1 | physical | none | 1 | 0 | 1 | thermal
template_list | MAGNLA_6_COLTON | Magnolia Power Project | 10 | CAISO_CCGT1 | physical | none | 1 | 0 | 1 | thermal
added | existing_generic_combined_cycle |  | #N/A | CAISO_CCGT1 | existing_generic | none | 0 | 1 | 1 | thermal
ruling_list | RUSCTY_2_UNITS | Russell City Energy Center | 613.22 | CAISO_CCGT2 | physical | none | 1 | 0 | 1 | thermal
ruling_list | BUCKBL_2_PL1X3 | Blythe Energy Center | 493.63 | CAISO_CCGT2 | physical | none | 1 | 0 | 1 | thermal
ruling_list | LAROA2_2_UNITA1 | LR2 | 322 | CAISO_CCGT2 | physical | none | 1 | 0 | 1 | thermal
ruling_list | SCHLTE_1_PL1X3 | Tracy Combined Cycle Power Plant | 314.34 | CAISO_CCGT2 | physical | none | 1 | 0 | 1 | thermal
ruling_list | LECEF_1_UNITS | LOS ESTEROS ENERGY FACILITY AGGREGATE | 304 | CAISO_CCGT2 | physical | none | 1 | 0 | 1 | thermal
ruling_list | ELSEGN_2_UN1011 | El Segundo Energy Center 5/6 | 263 | CAISO_CCGT2 | physical | none | 1 | 0 | 1 | thermal
ruling_list | DUANE_1_PL1X3 | DONALD VON RAESFELD POWER PROJECT | 143.5 | CAISO_CCGT2 | physical | none | 1 | 0 | 1 | thermal
ruling_list | VERNON_6_MALBRG | Malburg Generating Station | 134 | CAISO_CCGT2 | physical | none | 1 | 0 | 1 | thermal
ruling_list | HARBGN_7_UNITS | HARBOR COGEN COMBINED CYCLE | 100 | CAISO_CCGT2 | physical | none | 1 | 0 | 1 | thermal
ruling_list | AGRICO_7_UNIT | Fresno Cogen | 50.6 | CAISO_CCGT2 | physical | none | 1 | 0 | 1 | thermal
ruling_list | CORONS_6_CLRWTR | Clearwater Power Plant | 28 | CAISO_CCGT2 | physical | none | 1 | 0 | 1 | thermal
ruling_list | LAROA1_2_UNITA1 | LR1 | 0 | CAISO_CCGT2 | physical | none | 1 | 0 | 1 | thermal
ruling_list | ARCOGN_2_UNITS | WATSON COGENERATION | 416.6 | CAISO_CHP | physical | none | 1 | 0 | 1 | cogen
ruling_list | CROKET_7_UNIT | CROCKETT COGEN | 240 | CAISO_CHP | physical | none | 1 | 0 | 1 | cogen
ruling_list | CHEVMN_2_UNITS | CHEVRON U.S.A. UNITS 1 & 2 AGGREGATE | 124.87 | CAISO_CHP | physical | none | 1 | 0 | 1 | cogen
ruling_list | BASICE_2_UNITS | CALPINE AMERICAN I COGEN. | 120 | CAISO_CHP | physical | none | 1 | 0 | 1 | cogen
ruling_list | TIDWTR_2_UNITS | MARTINEZ COGEN LIMITED PARTNERSHIP | 114.8 | CAISO_CHP | physical | none | 1 | 0 | 1 | cogen
ruling_list | SYCAMR_2_UNIT 1 | Sycamore Cogeneration Unit 1 | 80 | CAISO_CHP | physical | none | 1 | 0 | 1 | cogen
ruling_list | SYCAMR_2_UNIT 3 | Sycamore Cogeneration Unit 3 | 80 | CAISO_CHP | physical | none | 1 | 0 | 1 | cogen
ruling_list | STOILS_1_UNITS | Chevron Richmond Refinery | 62.5 | CAISO_CHP | physical | none | 1 | 0 | 1 | cogen
ruling_list | KERNRG_1_UNITS | South Belridge Cogen Facility | 55.2 | CAISO_CHP | physical | none | 1 | 0 | 1 | cogen
ruling_list | KERNFT_1_UNITS | KERN FRONT LIMITED | 52.4 | CAISO_CHP | physical | none | 1 | 0 | 1 | cogen
ruling_list | YUBACT_1_SUNSWT | YUBA CITY COGEN | 49.97 | CAISO_CHP | physical | none | 1 | 0 | 1 | cogen
ruling_list | ESCO_6_GLMQF | Goal Line Cogen | 49.9 | CAISO_CHP | physical | none | 1 | 0 | 1 | cogen
ruling_list | UNOCAL_1_UNITS | TOSCO (RODEO PLANT) | 49.85 | CAISO_CHP | physical | none | 1 | 0 | 1 | cogen
ruling_list | GRNLF2_1_UNIT | GREENLEAF II COGEN | 49.5 | CAISO_CHP | physical | none | 1 | 0 | 1 | cogen
ruling_list | SNCLRA_6_PROCGN | PROCTER AND GAMBLE OXNARD II | 49.5 | CAISO_CHP | physical | none | 1 | 0 | 1 | cogen
ruling_list | DISCOV_1_CHEVRN | CHEVRON USA (EASTRIDGE) | 48.8 | CAISO_CHP | physical | none | 1 | 0 | 1 | cogen
ruling_list | SNCLRA_6_OXGEN | E.F. OXNARD INCORPORATED | 48.5 | CAISO_CHP | physical | none | 1 | 0 | 1 | cogen
ruling_list | SGREGY_6_SANGER | DYNAMIS COGEN | 48.3 | CAISO_CHP | physical | none | 1 | 0 | 1 | cogen
ruling_list | GOLETA_6_EXGEN | EXXON COMPANY USA | 48.2 | CAISO_CHP | physical | none | 1 | 0 | 1 | cogen
ruling_list | HOLGAT_1_BORAX | U.S. Borax, Unit 1 | 48.2 | CAISO_CHP | physical | none | 1 | 0 | 1 | cogen
ruling_list | MTNPOS_1_UNIT | MT.POSO COGENERATION CO. | 46.64 | CAISO_CHP | physical | none | 1 | 0 | 1 | cogen
ruling_list | SALIRV_2_UNIT | SALINAS RIVER COGEN CO. | 39 | CAISO_CHP | physical | none | 1 | 0 | 1 | cogen
ruling_list | UNVRSY_1_UNIT 1 | Berry Cogen 38 - Unit 1 | 38 | CAISO_CHP | physical | none | 1 | 0 | 1 | cogen
ruling_list | TENGEN_2_PL1X2 | Berry Cogen 42 | 37.59 | CAISO_CHP | physical | none | 1 | 0 | 1 | cogen
ruling_list | KINGCO_1_KINGBR | Kingsburg Cogen | 34.5 | CAISO_CHP | physical | none | 1 | 0 | 1 | cogen
ruling_list | VEDDER_1_SEKERN | TEXACO EXPLORATION & PROD (SE KERN RIVER | 34.47 | CAISO_CHP | physical | none | 1 | 0 | 1 | cogen
ruling_list | ETIWND_2_UNIT1 | New-Indy Ontario, LLC | 33.6 | CAISO_CHP | physical | none | 1 | 0 | 1 | cogen
ruling_list | HINSON_6_CARBGN | BP WILMINGTON CALCINER | 30 | CAISO_CHP | physical | none | 1 | 0 | 1 | cogen
ruling_list | SNCLRA_2_UNIT1 | New Indy Oxnard | 27.8 | CAISO_CHP | physical | none | 1 | 0 | 1 | cogen
ruling_list | GRZZLY_1_BERKLY | PE - BERKELEY, INC. | 26.35 | CAISO_CHP | physical | none | 1 | 0 | 1 | cogen
ruling_list | CHINO_6_CIMGEN | O.L.S. ENERGY COMPANY -- CHINO | 26 | CAISO_CHP | physical | none | 1 | 0 | 1 | cogen
ruling_list | SAMPSN_6_KELCO1 | KELCO QUALIFYING FACILITY | 25 | CAISO_CHP | physical | none | 1 | 0 | 1 | cogen
ruling_list | CHEVCY_1_UNIT | CHEVRON USA (CYMRIC) | 24.3 | CAISO_CHP | physical | none | 1 | 0 | 1 | cogen
ruling_list | PTLOMA_6_NTCQF | NTC/MCRD COGENERATION | 22.3 | CAISO_CHP | physical | none | 1 | 0 | 1 | cogen
ruling_list | DEXZEL_1_UNIT | Western Power and Steam Cogeneration | 20 | CAISO_CHP | physical | none | 1 | 0 | 1 | cogen
ruling_list | SEARLS_7_ARGUS | NORTH AMERICAN ARGUS | 19 | CAISO_CHP | physical | none | 1 | 0 | 1 | cogen
ruling_list | UNCHEM_1_UNIT | CONTRA COSTA CARBON PLANT | 19 | CAISO_CHP | physical | none | 1 | 0 | 1 | cogen
ruling_list | TANHIL_6_SOLART | BERRY PETROLEUM COGEN 18 AGGREGATE | 17 | CAISO_CHP | physical | none | 1 | 0 | 1 | cogen
ruling_list | CHEVCO_6_UNIT 1 | CHEVRON USA (COALINGA) | 16.5 | CAISO_CHP | physical | none | 1 | 0 | 1 | cogen
ruling_list | CHEVCD_6_UNIT | CHEVRON USA (TAFT/CADET) | 11.5 | CAISO_CHP | physical | none | 1 | 0 | 1 | cogen
ruling_list | TXMCKT_6_UNIT | McKittrick Cogen | 11.2 | CAISO_CHP | physical | none | 1 | 0 | 1 | cogen
ruling_list | SBERDO_2_QF | SAN BERADINO QFS | 10.6 | CAISO_CHP | physical | none | 1 | 0 | 1 | cogen
ruling_list | GOLETA_6_GAVOTA | Point Arguello Pipeline Company | 9.9 | CAISO_CHP | physical | none | 1 | 0 | 1 | cogen
ruling_list | CHEVCO_6_UNIT 2 | AERA ENERGY LLC. (COALINGA) | 8.5 | CAISO_CHP | physical | none | 1 | 0 | 1 | cogen
ruling_list | SRINTL_6_UNIT | SRI INTERNATIONAL | 6.9 | CAISO_CHP | physical | none | 1 | 0 | 1 | cogen
ruling_list | FELLOW_7_QFUNTS | Fellow QF Aggregate | 6.2 | CAISO_CHP | physical | none | 1 | 0 | 1 | cogen
ruling_list | FRITO_1_LAY | FRITO-LAY | 6 | CAISO_CHP | physical | none | 1 | 0 | 1 | cogen
ruling_list | STAUFF_1_UNIT | RHODIA INC. (RHONE-POULENC) | 4.6 | CAISO_CHP | physical | none | 1 | 0 | 1 | cogen
ruling_list | CLRMTK_1_QF | SMALL QF AGGREGATION - OAKLAND | 1.25 | CAISO_CHP | physical | none | 1 | 0 | 1 | cogen
ruling_list | MISSIX_1_QF | SMALL QF AGGREGATION - SAB FRABCUSCI | 1 | CAISO_CHP | physical | none | 1 | 0 | 1 | cogen
ruling_list | GRNLF1_1_UNITS | GREENLEAF #1 COGEN AGGREGATE | 0 | CAISO_CHP | physical | none | 1 | 0 | 1 | cogen
ruling_list | CENTER_2_QF | CENTER QFS | 0 | CAISO_CHP | physical | none | 1 | 0 | 1 | cogen
ruling_list | COLGA1_6_SHELLW | COALINGA COGENERATION COMPANY | 0 | CAISO_CHP | physical | none | 1 | 0 | 1 | cogen
ruling_list | DIVSON_6_NSQF | DIVISION NAVAL STATION COGEN | 0 | CAISO_CHP | physical | none | 1 | 0 | 1 | cogen
ruling_list | MIDSET_1_UNIT 1 | MIDSET COGEN. CO. | 0 | CAISO_CHP | physical | none | 1 | 0 | 1 | cogen
ruling_list | MIRLOM_6_DELGEN | CORONA ENERGY PARTNERS LTD. | 0 | CAISO_CHP | physical | none | 1 | 0 | 1 | cogen
ruling_list | NIMTG_6_NIQF | NORTH ISLAND QF | 0 | CAISO_CHP | physical | none | 1 | 0 | 1 | cogen
ruling_list | PTLOMA_6_NTCCGN | AEI MCRD STEAM TURBINE | 0 | CAISO_CHP | physical | none | 1 | 0 | 1 | cogen
ruling_list | SARGNT_2_UNIT | SARGENT CANYON COGEN. COMPANY | 0 | CAISO_CHP | physical | none | 1 | 0 | 1 | cogen
ruling_list | SAUGUS_6_PTCHGN | COUNTY OF LOS ANGELES -- PITCHLE | 0 | CAISO_CHP | physical | none | 1 | 0 | 1 | cogen
template_list | new_generic_cogen | 0 | #N/A | CAISO_CHP | new_generic | none | 0 | 1 | 0 | cogen
template_list | HINSON_6_SERRGN | 0 | 34 | CAISO_CHP | physical | none | 1 | 0 | 1 | cogen
template_list | SNCLRA_2_UNIT | Channel Islands Power | 27.5 | CAISO_CHP | physical | none | 1 | 0 | 1 | cogen
template_list | SPIFBD_1_PL1X2 | 0 | 7.5 | CAISO_CHP | physical | none | 1 | 0 | 1 | cogen
template_list | PLMSSR_6_HISIER | High Sierra Cogeneration Aggregate | 6 | CAISO_CHP | physical | none | 1 | 0 | 1 | cogen
template_list | MURRAY_6_UNIT | Grossmont Hospital | 4.12 | CAISO_CHP | physical | none | 1 | 0 | 1 | cogen
template_list | NIMTG_6_NICOGN | NORTH ISLAND COGEN | 4.05 | CAISO_CHP | physical | none | 1 | 0 | 1 | cogen
template_list | CUMMNG_6_SUNCT1 | SunSelect 1 | 4 | CAISO_CHP | physical | none | 1 | 0 | 1 | cogen
template_list | VISTA_2_FCELL | CSUSB fuel cell | 1.4 | CAISO_CHP | physical | none | 1 | 0 | 1 | cogen
template_list | NEWARK_1_QF | NEWARK 1 QF | 1.1 | CAISO_CHP | physical | none | 1 | 0 | 1 | cogen
template_list | MOSSLD_1_QF | SMALL QF AGGREGATION - SANTA CRUZ | 1 | CAISO_CHP | physical | none | 1 | 0 | 1 | cogen
template_list | MLPTAS_7_QFUNTS | MLPTAS_7_QFUNTS | 1 | CAISO_CHP | physical | none | 1 | 0 | 1 | cogen
template_list | PSWEET_7_QFUNTS | PSWEET_7_QFUNTS | 1 | CAISO_CHP | physical | none | 1 | 0 | 1 | cogen
template_list | CENTER_2_TECNG1 | TECHNICAST | 0.99 | CAISO_CHP | physical | none | 1 | 0 | 1 | cogen
template_list | IGNACO_1_QF | SMALL QF AGGREGATION - VALLEJO/DINSMORE | 0.5 | CAISO_CHP | physical | none | 1 | 0 | 1 | cogen
template_list | LAGBEL_6_QF | LAGUNA BELL QFS | 0.35 | CAISO_CHP | physical | none | 1 | 0 | 1 | cogen
template_list | LAWRNC_7_SUNYVL | City of Sunnyvale Unit 1 and 2 | 0.3 | CAISO_CHP | physical | none | 1 | 0 | 1 | cogen
added | existing_generic_cogen |  | #N/A | CAISO_CHP | existing_generic | none | 0 | 1 | 1 | cogen
template_list | new_generic_coal | 0 | #N/A | CAISO_Coal | new_generic | none | 0 | 1 | 0 | thermal
added | existing_generic_coal |  | #N/A | CAISO_Coal | existing_generic | none | 0 | 1 | 1 | thermal
template_list | new_generic_dr | 0 | #N/A | CAISO_DR | new_generic | none | 0 | 1 | 0 | unknown
added | existing_generic_dr |  | #N/A | CAISO_DR | existing_generic | none | 0 | 1 | 1 | unknown
template_list | Greater_Imperial_Geothermal | 0 | #N/A | CAISO_Geothermal | new_resolve | fillme_name,type,mw | 0 | 1 | 0 | geothermal
template_list | Inyokern_North_Kramer_Geothermal | 0 | #N/A | CAISO_Geothermal | new_resolve | fillme_name,type,mw | 0 | 1 | 0 | geothermal
template_list | Northern_California_Ex_Geothermal | 0 | #N/A | CAISO_Geothermal | new_resolve | fillme_name,type,mw | 0 | 1 | 0 | geothermal
template_list | Pacific_Northwest_Geothermal | 0 | #N/A | CAISO_Geothermal | new_resolve | fillme_name,type,mw | 0 | 1 | 0 | geothermal
template_list | Riverside_Palm_Springs_Geothermal | 0 | #N/A | CAISO_Geothermal | new_resolve | fillme_name,type,mw | 0 | 1 | 0 | geothermal
template_list | Solano_Geothermal | 0 | #N/A | CAISO_Geothermal | new_resolve | fillme_name,type,mw | 0 | 1 | 0 | geothermal
template_list | Southern_Nevada_Geothermal | 0 | #N/A | CAISO_Geothermal | new_resolve | fillme_name,type,mw | 0 | 1 | 0 | geothermal
template_list | new_generic_geothermal | 0 | #N/A | CAISO_Geothermal | new_generic | none | 0 | 1 | 0 | geothermal
template_list | GEYS13_7_UNIT13 | GEYSERS UNIT 13 (HEALDSBURG) | 95 | CAISO_Geothermal | physical | none | 1 | 0 | 1 | geothermal
template_list | SANTFG_7_UNITS | GEYSERS CALISTOGA AGGREGATE | 92.1 | CAISO_Geothermal | physical | none | 1 | 0 | 1 | geothermal
template_list | NAVYII_2_UNITS | COSO POWER DEVELOPER (NAVY II) AGGREGATE | 90 | CAISO_Geothermal | physical | none | 1 | 0 | 1 | geothermal
template_list | GEYS16_7_UNIT16 | GEYSERS UNIT 16 (HEALDSBURG) | 85 | CAISO_Geothermal | physical | none | 1 | 0 | 1 | geothermal
template_list | GYS7X8_7_UNITS | GEYSERS UNITS 7 & 8 AGGREGATE | 82 | CAISO_Geothermal | physical | none | 1 | 0 | 1 | geothermal
template_list | GEYS11_7_UNIT11 | GEYSERS UNIT 11 (HEALDSBURG) | 74.4 | CAISO_Geothermal | physical | none | 1 | 0 | 1 | geothermal
template_list | GEYS18_7_UNIT18 | GEYSERS UNIT 18 (HEALDSBURG) | 72 | CAISO_Geothermal | physical | none | 1 | 0 | 1 | geothermal
template_list | GEYS14_7_UNIT14 | GEYSERS UNIT 14 (HEALDSBURG) | 70 | CAISO_Geothermal | physical | none | 1 | 0 | 1 | geothermal
template_list | GEYS20_7_UNIT20 | GEYSERS UNIT 20 (HEALDSBURG) | 62 | CAISO_Geothermal | physical | none | 1 | 0 | 1 | geothermal
template_list | GEYS17_7_UNIT17 | GEYSERS UNIT 17 (HEALDSBURG) | 60 | CAISO_Geothermal | physical | none | 1 | 0 | 1 | geothermal
template_list | GEYS12_7_UNIT12 | GEYSERS UNIT 12 (HEALDSBURG) | 57 | CAISO_Geothermal | physical | none | 1 | 0 | 1 | geothermal
template_list | SMUDGO_7_UNIT 1 | SONOMA POWER PLANT | 53 | CAISO_Geothermal | physical | none | 1 | 0 | 1 | geothermal
template_list | NCPA_7_GP2UN4 | NCPA GEO PLANT 2 UNIT 4 | 52.73 | CAISO_Geothermal | physical | none | 1 | 0 | 1 | geothermal
template_list | CerroPrieto1-1 | Cerro Prieto I-1 | 35.7 | CAISO_Geothermal | physical | none | 1 | 0 | 1 | geothermal
template_list | CerroPrieto1-2 | Cerro Prieto I-2 | 35.7 | CAISO_Geothermal | physical | none | 1 | 0 | 1 | geothermal
template_list | CerroPrieto1-3 | Cerro Prieto I-3 | 35.7 | CAISO_Geothermal | physical | none | 1 | 0 | 1 | geothermal
template_list | CerroPrieto1-4 | Cerro Prieto I-4 | 35.7 | CAISO_Geothermal | physical | none | 1 | 0 | 1 | geothermal
template_list | NCPA_7_GP1UN2 | NCPA GEO PLANT 1 UNIT 2 | 34 | CAISO_Geothermal | physical | none | 1 | 0 | 1 | geothermal
template_list | MXI_GEO-U1-1 | Assume Geo unit | 30 | CAISO_Geothermal | physical | none | 1 | 0 | 1 | geothermal
template_list | ThermoNo1-2 | Thermo No 1-2 | 14 | CAISO_Geothermal | physical | none | 1 | 0 | 1 | geothermal
template_list | NealHotSprings2 | Neal Hot Springs Geothermal Project-NHS2 | 11 | CAISO_Geothermal | physical | none | 1 | 0 | 1 | geothermal
template_list | NealHotSprings3 | Neal Hot Springs Geothermal Project-NHS3 | 11 | CAISO_Geothermal | physical | none | 1 | 0 | 1 | geothermal
template_list | GEYS17_2_BOTRCK | Bottle Rock Geothermal | 10.01 | CAISO_Geothermal | physical | none | 1 | 0 | 1 | geothermal
template_list | WALNUT_7_WCOVCT | 0 | 0 | CAISO_Geothermal | physical | none | 1 | 0 | 1 | geothermal
added | existing_generic_geothermal |  | #N/A | CAISO_Geothermal | existing_generic | none | 0 | 1 | 1 | geothermal
template_list | New_Hybrid | 0 | #N/A | CAISO_Hybrid | new_resolve | fillme_name,type,mw | 0 | 1 | 0 | unknown
ruling_list | BIGCRK_2_EXESWD | BIG CREEK HYDRO PROJECT PSP | 773.6 | CAISO_Hydro | physical | none | 1 | 0 | 1 | hydro
ruling_list | HYTTHM_2_UNITS | HYATT-THERMALITO PUMP-GEN (AGGREGATE) | 459.42 | CAISO_Hydro | physical | none | 1 | 0 | 1 | hydro
ruling_list | COLVIL_7_PL1X2 | COLLIERVILLE HYDRO UNIT 1 & 2 AGGREGATE | 246.86 | CAISO_Hydro | physical | none | 1 | 0 | 1 | hydro
ruling_list | INTKEP_2_UNITS | CCSF Hetch_Hetchy Hydro Aggregate | 239 | CAISO_Hydro | physical | none | 1 | 0 | 1 | hydro
ruling_list | COLGAT_7_UNIT 1 | Colgate Powerhouse Unit 1 | 176.72 | CAISO_Hydro | physical | none | 1 | 0 | 1 | hydro
ruling_list | COLGAT_7_UNIT 2 | Colgate Powerhouse Unit 2 | 175.67 | CAISO_Hydro | physical | none | 1 | 0 | 1 | hydro
ruling_list | KERKH2_7_UNIT 1 | KERKHOFF PH 2 UNIT #1 | 153.9 | CAISO_Hydro | physical | none | 1 | 0 | 1 | hydro
ruling_list | HAASPH_7_PL1X2 | HAAS PH UNIT 1 & 2 AGGREGATE | 144 | CAISO_Hydro | physical | none | 1 | 0 | 1 | hydro
ruling_list | CARBOU_7_PL4X5 | CARIBOU PH 2 UNIT 4 & 5 AGGREGATE | 120 | CAISO_Hydro | physical | none | 1 | 0 | 1 | hydro
ruling_list | BELDEN_7_UNIT 1 | BELDEN HYDRO | 119 | CAISO_Hydro | physical | none | 1 | 0 | 1 | hydro
ruling_list | PIT4_7_PL1X2 | PIT PH 4 UNITS 1 & 2 AGGREGATE | 95 | CAISO_Hydro | physical | none | 1 | 0 | 1 | hydro
ruling_list | EXCHEC_7_UNIT 1 | EXCHEQUER HYDRO | 94.5 | CAISO_Hydro | physical | none | 1 | 0 | 1 | hydro
ruling_list | ELECTR_7_PL1X3 | ELECTRA PH UNIT 1 & 2 AGGREGATE | 93 | CAISO_Hydro | physical | none | 1 | 0 | 1 | hydro
ruling_list | STANIS_7_UNIT 1 | STANISLAUS HYDRO | 91 | CAISO_Hydro | physical | none | 1 | 0 | 1 | hydro
ruling_list | BLACK_7_UNIT 1 | JAMES B. BLACK 1 | 85 | CAISO_Hydro | physical | none | 1 | 0 | 1 | hydro
ruling_list | BLACK_7_UNIT 2 | JAMES B. BLACK 2 | 84.1 | CAISO_Hydro | physical | none | 1 | 0 | 1 | hydro
ruling_list | PIT5_7_PL1X2 | PIT PH 5 UNITS 1 & 2 AGGREGATE | 82 | CAISO_Hydro | physical | none | 1 | 0 | 1 | hydro
ruling_list | PIT5_7_PL3X4 | PIT PH 5 UNITS 3 & 4 AGGREGATE | 82 | CAISO_Hydro | physical | none | 1 | 0 | 1 | hydro
ruling_list | DVLCYN_1_UNITS | DEVIL CANYON HYDRO UNITS 1-4 AGGREGATE | 80 | CAISO_Hydro | physical | none | 1 | 0 | 1 | hydro
ruling_list | DONNLS_7_UNIT | Donnells Hydro | 72 | CAISO_Hydro | physical | none | 1 | 0 | 1 | hydro
ruling_list | PIT3_7_PL1X3 | PIT PH 3 UNITS 1, 2 & 3 AGGREGATE | 70.6 | CAISO_Hydro | physical | none | 1 | 0 | 1 | hydro
ruling_list | CRESTA_7_PL1X2 | CRESTA PH UNIT 1 & 2 AGGREGATE | 70.4 | CAISO_Hydro | physical | none | 1 | 0 | 1 | hydro
ruling_list | POEPH_7_UNIT 1 | POE HYDRO UNIT 1 | 69 | CAISO_Hydro | physical | none | 1 | 0 | 1 | hydro
ruling_list | POEPH_7_UNIT 2 | POE HYDRO UNIT 2 | 68.5 | CAISO_Hydro | physical | none | 1 | 0 | 1 | hydro
ruling_list | PINFLT_7_UNITS | PINE FLAT HYDRO AGGREGATE | 63.3 | CAISO_Hydro | physical | none | 1 | 0 | 1 | hydro
ruling_list | TIGRCK_7_UNITS | TIGER CREEK HYDRO AGGREGATE | 62 | CAISO_Hydro | physical | none | 1 | 0 | 1 | hydro
ruling_list | WDLEAF_7_UNIT 1 | WOODLEAF HYDRO | 60 | CAISO_Hydro | physical | none | 1 | 0 | 1 | hydro
ruling_list | BUCKCK_7_PL1X2 | BUCKS CREEK AGGREGATE | 57.25 | CAISO_Hydro | physical | none | 1 | 0 | 1 | hydro
ruling_list | PIT7_7_UNIT 1 | PIT PH 7 UNIT 1 | 55.7 | CAISO_Hydro | physical | none | 1 | 0 | 1 | hydro
ruling_list | BALCHS_7_UNIT 3 | BALCH 2 PH UNIT 3 | 54.6 | CAISO_Hydro | physical | none | 1 | 0 | 1 | hydro
ruling_list | PIT7_7_UNIT 2 | PIT PH 7 UNIT 2 | 54.6 | CAISO_Hydro | physical | none | 1 | 0 | 1 | hydro
ruling_list | BALCHS_7_UNIT 2 | BALCH 2 PH UNIT 2 | 52.5 | CAISO_Hydro | physical | none | 1 | 0 | 1 | hydro
ruling_list | DRUM_7_UNIT 5 | DRUM PH 2 UNIT 5 | 50 | CAISO_Hydro | physical | none | 1 | 0 | 1 | hydro
ruling_list | CARBOU_7_PL2X3 | CARIBOU PH 1 UNIT 2 & 3 AGGREGATE | 49 | CAISO_Hydro | physical | none | 1 | 0 | 1 | hydro
ruling_list | SALTSP_7_UNITS | SALT SPRINGS HYDRO AGGREGATE | 46 | CAISO_Hydro | physical | none | 1 | 0 | 1 | hydro
ruling_list | CHICPK_7_UNIT 1 | CHICAGO PARK 1, BEAR RIVER CA | 42 | CAISO_Hydro | physical | none | 1 | 0 | 1 | hydro
ruling_list | PIT6_7_UNIT 2 | PIT PH 6 UNIT 2 | 40 | CAISO_Hydro | physical | none | 1 | 0 | 1 | hydro
ruling_list | BUTTVL_7_UNIT 1 | BUTT VALLEY HYDRO | 39.5 | CAISO_Hydro | physical | none | 1 | 0 | 1 | hydro
ruling_list | WARNE_2_UNIT | WARNE HYDRO AGGREGATE | 39.1 | CAISO_Hydro | physical | none | 1 | 0 | 1 | hydro
ruling_list | PIT6_7_UNIT 1 | PIT PH 6 UNIT 1 | 39 | CAISO_Hydro | physical | none | 1 | 0 | 1 | hydro
ruling_list | FORBST_7_UNIT 1 | FORBESTOWN HYDRO | 37.5 | CAISO_Hydro | physical | none | 1 | 0 | 1 | hydro
ruling_list | VESTAL_2_KERN | KERN RIVER PH 3 UNITS 1 & 2 AGGREGATE | 36.8 | CAISO_Hydro | physical | none | 1 | 0 | 1 | hydro
ruling_list | BALCHS_7_UNIT 1 | BALCH 1 PH UNIT 1 | 33 | CAISO_Hydro | physical | none | 1 | 0 | 1 | hydro
ruling_list | MALCHQ_7_UNIT 1 | MALACHA HYDRO L.P. | 32.5 | CAISO_Hydro | physical | none | 1 | 0 | 1 | hydro
ruling_list | PIT1_7_UNIT 1 | PIT PH 1 UNIT 1 | 32 | CAISO_Hydro | physical | none | 1 | 0 | 1 | hydro
ruling_list | PIT1_7_UNIT 2 | PIT PH 1 UNIT 2 | 32 | CAISO_Hydro | physical | none | 1 | 0 | 1 | hydro
ruling_list | DRUM_7_PL3X4 | Drum PH 1 Units 3 & 4 Aggregate | 28.9 | CAISO_Hydro | physical | none | 1 | 0 | 1 | hydro
ruling_list | DRUM_7_PL1X2 | Drum PH 1 Units 1 & 2 Aggregate | 26 | CAISO_Hydro | physical | none | 1 | 0 | 1 | hydro
ruling_list | ONLLPP_6_UNITS | O'NEILL PUMP-GEN (AGGREGATE) | 25.2 | CAISO_Hydro | physical | none | 1 | 0 | 1 | hydro
ruling_list | CARBOU_7_UNIT 1 | CARIBOU PH 1 UNIT 1 | 24 | CAISO_Hydro | physical | none | 1 | 0 | 1 | hydro
ruling_list | ALAMO_6_UNIT | ALAMO POWER PLANT | 17 | CAISO_Hydro | physical | none | 1 | 0 | 1 | hydro
ruling_list | RECTOR_2_QF | RECTOR QFS | 17 | CAISO_Hydro | physical | none | 1 | 0 | 1 | hydro
ruling_list | MOJAVE_1_SIPHON | MOJAVE SIPHON POWER PLANT | 14.36 | CAISO_Hydro | physical | none | 1 | 0 | 1 | hydro
ruling_list | FORKBU_6_UNIT | HYPOWER, INC. (FORKS OF BUTTE) | 14.3 | CAISO_Hydro | physical | none | 1 | 0 | 1 | hydro
ruling_list | PARDEB_6_UNITS | Pardee Power House | 14 | CAISO_Hydro | physical | none | 1 | 0 | 1 | hydro
ruling_list | LACIEN_2_VENICE | MWD Venice Hydroelectric Recovery Plant | 9.95 | CAISO_Hydro | physical | none | 1 | 0 | 1 | hydro
ruling_list | PADUA_6_MWDSDM | San Dimas Hydroelectric Recovery Plant | 9.9 | CAISO_Hydro | physical | none | 1 | 0 | 1 | hydro
ruling_list | CAMPFW_7_FARWST | CAMP FAR WEST HYDRO | 8 | CAISO_Hydro | physical | none | 1 | 0 | 1 | hydro
ruling_list | VALLEY_5_PERRIS | MWD Perris Hydroelectric Recovery Plant | 7.94 | CAISO_Hydro | physical | none | 1 | 0 | 1 | hydro
ruling_list | SOUTH_2_UNIT | SOUTH HYDRO | 7.1 | CAISO_Hydro | physical | none | 1 | 0 | 1 | hydro
ruling_list | VALLEY_5_REDMTN | MWD Red Mountain Hydroelectric Recovery | 5.9 | CAISO_Hydro | physical | none | 1 | 0 | 1 | hydro
ruling_list | KEKAWK_6_UNIT | STS HYDROPOWER LTD. (KEKAWAKA) | 5.5 | CAISO_Hydro | physical | none | 1 | 0 | 1 | hydro
ruling_list | VILLPK_6_MWDYOR | Yorba Linda Hydroelectric Recovery Plant | 5.1 | CAISO_Hydro | physical | none | 1 | 0 | 1 | hydro
ruling_list | GRSCRK_6_BGCKWW | BIG CREEK WATER WORKS - CEDAR FLAT | 5 | CAISO_Hydro | physical | none | 1 | 0 | 1 | hydro
ruling_list | MIRLOM_7_MWDLKM | Lake Mathews Hydroelectric Recovery Plan | 5 | CAISO_Hydro | physical | none | 1 | 0 | 1 | hydro
ruling_list | PLACVL_1_RCKCRE | PLACER UNIT (ROCK CREEK) | 5 | CAISO_Hydro | physical | none | 1 | 0 | 1 | hydro
ruling_list | VILLPK_2_VALLYV | MWD Valley View Hydroelectric Recovery P | 4.1 | CAISO_Hydro | physical | none | 1 | 0 | 1 | hydro
ruling_list | OILFLD_7_QFUNTS | Nacimiento Hydroelectric Plant | 3.8 | CAISO_Hydro | physical | none | 1 | 0 | 1 | hydro
ruling_list | HILAND_7_YOLOWD | CLEAR LAKE UNIT 1 | 3.75 | CAISO_Hydro | physical | none | 1 | 0 | 1 | hydro
ruling_list | DMDVLY_1_UNITS | DIAMOND VALLEY LAKE PUMP-GEN PLANT | 3.3 | CAISO_Hydro | physical | none | 1 | 0 | 1 | hydro
ruling_list | OLINDA_2_COYCRK | MWD Coyote Creek Hydroelectric Recovery | 3.13 | CAISO_Hydro | physical | none | 1 | 0 | 1 | hydro
ruling_list | INDVLY_1_UNITS | Indian Valley Hydro | 3.01 | CAISO_Hydro | physical | none | 1 | 0 | 1 | hydro
ruling_list | SPBURN_7_SNOWMT | SPBURN_7_SNOWMT | 3 | CAISO_Hydro | physical | none | 1 | 0 | 1 | hydro
ruling_list | MIRLOM_2_CORONA | MWD Corona Hydroelectric Recovery Plant | 2.85 | CAISO_Hydro | physical | none | 1 | 0 | 1 | hydro
ruling_list | MIRLOM_2_TEMESC | MWD Temescal Hydroelectric Recovery Plan | 2.85 | CAISO_Hydro | physical | none | 1 | 0 | 1 | hydro
ruling_list | MCCALL_1_QF | SMALL QF AGGREGATION - FRESNO | 2.5 | CAISO_Hydro | physical | none | 1 | 0 | 1 | hydro
ruling_list | WRGHTP_7_AMENGY | SMALL QF AGGREGATION - LOS BANOS | 2.5 | CAISO_Hydro | physical | none | 1 | 0 | 1 | hydro
ruling_list | SAUGUS_6_QF | SAUGUS QFS | 2.19 | CAISO_Hydro | physical | none | 1 | 0 | 1 | hydro
ruling_list | DEADCK_1_UNIT | DEADCK_1_UNIT | 2 | CAISO_Hydro | physical | none | 1 | 0 | 1 | hydro
ruling_list | TESLA_1_QF | SMALL QF AGGREGATION - STOCKTON | 2 | CAISO_Hydro | physical | none | 1 | 0 | 1 | hydro
ruling_list | PADUA_2_ONTARO | ONTARIO/SIERRA HYDRO PSP | 1.92 | CAISO_Hydro | physical | none | 1 | 0 | 1 | hydro
ruling_list | CENTER_2_RHONDO | MWD Rio Hondo Hydroelectric Recovery Pla | 1.91 | CAISO_Hydro | physical | none | 1 | 0 | 1 | hydro
ruling_list | STOREY_7_MDRCHW | Madera Canal Site 980 | 1.84 | CAISO_Hydro | physical | none | 1 | 0 | 1 | hydro
ruling_list | PADUA_6_QF | PADUA QFS | 1.82 | CAISO_Hydro | physical | none | 1 | 0 | 1 | hydro
ruling_list | HATLOS_6_LSCRK | Lost Creek 1 & 2 Hydro Conversion | 1.7 | CAISO_Hydro | physical | none | 1 | 0 | 1 | hydro
ruling_list | RIOOSO_1_QF | SMALL QF AGGREGATION - GRASS VALLEY | 1.7 | CAISO_Hydro | physical | none | 1 | 0 | 1 | hydro
ruling_list | TBLMTN_6_QF | SMALL QF AGGREGATION - PARADISE | 1.7 | CAISO_Hydro | physical | none | 1 | 0 | 1 | hydro
ruling_list | FTSWRD_6_TRFORK | Three Forks Water Power Project | 1.63 | CAISO_Hydro | physical | none | 1 | 0 | 1 | hydro
ruling_list | FTSWRD_7_QFUNTS | FTSWRD_7_QFUNTS | 1.6 | CAISO_Hydro | physical | none | 1 | 0 | 1 | hydro
ruling_list | HIGGNS_1_COMBIE | Combie South | 1.5 | CAISO_Hydro | physical | none | 1 | 0 | 1 | hydro
ruling_list | LOWGAP_7_QFUNTS | LOWGAP_7_QFUNTS | 1.35 | CAISO_Hydro | physical | none | 1 | 0 | 1 | hydro
ruling_list | VOLTA_7_QFUNTS | VOLTA_7_QFUNTS | 1.3 | CAISO_Hydro | physical | none | 1 | 0 | 1 | hydro
ruling_list | BIGCRK_7_MAMRES | 0 | 1.25 | CAISO_Hydro | physical | none | 1 | 0 | 1 | hydro
ruling_list | HUMBSB_1_QF | SMALL QF AGGREGATION - TRINITY | 1.25 | CAISO_Hydro | physical | none | 1 | 0 | 1 | hydro
ruling_list | POTTER_7_VECINO | Vecino Vineyards LLC | 1.25 | CAISO_Hydro | physical | none | 1 | 0 | 1 | hydro
ruling_list | PIT5_7_QFUNTS | PIT 5 HYDRO QF UNITS | 1.1 | CAISO_Hydro | physical | none | 1 | 0 | 1 | hydro
ruling_list | PADUA_7_SDIMAS | San Dimas Wash Hydro | 1.05 | CAISO_Hydro | physical | none | 1 | 0 | 1 | hydro
ruling_list | BANGOR_6_HYDRO | Virginia Ranch Dam Powerplant | 1 | CAISO_Hydro | physical | none | 1 | 0 | 1 | hydro
ruling_list | FULTON_1_QF | SMALL QF AGGREGATION - ZENIA | 1 | CAISO_Hydro | physical | none | 1 | 0 | 1 | hydro
ruling_list | GARNET_2_HYDRO | Whitewater Hydro | 1 | CAISO_Hydro | physical | none | 1 | 0 | 1 | hydro
ruling_list | MESAP_1_QF | SMALL QF AGGREGATION - SAN LUIS OBISPO | 1 | CAISO_Hydro | physical | none | 1 | 0 | 1 | hydro
ruling_list | SNCLRA_2_SPRHYD | Springville Hydroelectric Generator | 1 | CAISO_Hydro | physical | none | 1 | 0 | 1 | hydro
ruling_list | CEDRCK_6_UNIT | Water Wheel Ranch | 0.98 | CAISO_Hydro | physical | none | 1 | 0 | 1 | hydro
ruling_list | VOLTA_6_BAILCK | 0 | 0.63 | CAISO_Hydro | physical | none | 1 | 0 | 1 | hydro
ruling_list | FMEADO_6_HELLHL | FMEADO_6_HELLHL | 0.6 | CAISO_Hydro | physical | none | 1 | 0 | 1 | hydro
ruling_list | ALLGNY_6_HYDRO1 | Salmon Creek Hydroelectric Project | 0.52 | CAISO_Hydro | physical | none | 1 | 0 | 1 | hydro
ruling_list | HIGGNS_7_QFUNTS | HIGGNS_7_QFUNTS | 0.5 | CAISO_Hydro | physical | none | 1 | 0 | 1 | hydro
ruling_list | ORLND_6_HIGHLI | High Line Canal Hydro | 0.5 | CAISO_Hydro | physical | none | 1 | 0 | 1 | hydro
ruling_list | OLINDA_2_QF | OLINDA QFS | 0.4 | CAISO_Hydro | physical | none | 1 | 0 | 1 | hydro
ruling_list | BIGCRK_7_DAM7 | 0 | 0.3 | CAISO_Hydro | physical | none | 1 | 0 | 1 | hydro
ruling_list | BOWMN_6_UNIT | BOWMAN | 0 | CAISO_Hydro | physical | none | 1 | 0 | 1 | hydro
ruling_list | n/a (Hoover share) | Hoover (CAISO Share) | 0 | CAISO_Hydro | physical | none | 1 | 0 | 0 | hydro
template_list | new_generic_instate_small_hydro | 0 | #N/A | CAISO_Hydro | new_generic | none | 0 | 1 | 0 | hydro
template_list | new_generic_instate_large_hydro | 0 | #N/A | CAISO_Hydro | new_generic | none | 0 | 1 | 0 | hydro
template_list | new_generic_nw_hydro | 0 | #N/A | CAISO_Hydro | new_generic | none | 0 | 1 | 0 | hydro
template_list | MDFKRL_2_PROJCT | MIDDLE FORK AND RALSTON PSP | 210 | CAISO_Hydro | physical | none | 1 | 0 | 1 | hydro
template_list | RCKCRK_7_UNIT 1 | ROCK CREEK HYDRO UNIT 1 | 57 | CAISO_Hydro | physical | none | 1 | 0 | 1 | hydro
template_list | NAROW2_2_UNIT | Narrows Powerhouse Unit 2 | 55 | CAISO_Hydro | physical | none | 1 | 0 | 1 | hydro
template_list | KINGRV_7_UNIT 1 | KINGS RIVER HYDRO UNIT 1 | 51.2 | CAISO_Hydro | physical | none | 1 | 0 | 1 | hydro
template_list | TULLCK_7_UNITS | Tullock Hydro | 25.9 | CAISO_Hydro | physical | none | 1 | 0 | 1 | hydro
template_list | WISHON_6_UNITS | Wishon/San Joaquin #1-A AGGREGATE | 18.4 | CAISO_Hydro | physical | none | 1 | 0 | 1 | hydro
template_list | ROLLIN_6_UNIT | ROLLINS HYDRO | 13.5 | CAISO_Hydro | physical | none | 1 | 0 | 1 | hydro
template_list | SLYCRK_1_UNIT 1 | SLY CREEK HYDRO | 13 | CAISO_Hydro | physical | none | 1 | 0 | 1 | hydro
template_list | KERKH1_7_UNIT 3 | KERKHOFF PH 1 UNIT #3 | 12.8 | CAISO_Hydro | physical | none | 1 | 0 | 1 | hydro
template_list | BlackCanyon3 | Black Canyon-3 | 12.5 | CAISO_Hydro | physical | none | 1 | 0 | 1 | hydro
template_list | SPAULD_6_UNIT12 | SPAULDING HYDRO PH 1 & 2 AGGREGATE | 11.4 | CAISO_Hydro | physical | none | 1 | 0 | 1 | hydro
template_list | ELDORO_7_UNIT 2 | El Dorado Unit 2 | 11 | CAISO_Hydro | physical | none | 1 | 0 | 1 | hydro
template_list | POTTER_6_UNITS | Potter Valley | 10.1 | CAISO_Hydro | physical | none | 1 | 0 | 1 | hydro
template_list | MCSWAN_6_UNITS | MC SWAIN HYDRO | 10 | CAISO_Hydro | physical | none | 1 | 0 | 1 | hydro
template_list | CAMCHE_1_PL1X3 | CAMANCHE UNITS 1, 2 & 3 AGGREGATE | 9.99 | CAISO_Hydro | physical | none | 1 | 0 | 1 | hydro
template_list | Ryan2_Upgrd | Ryan (post-upgrade)-RYA2 | 9.2 | CAISO_Hydro | physical | none | 1 | 0 | 1 | hydro
template_list | SAUGUS_6_MWDFTH | Foothill Hydroelectric Recovery Plant | 9.1 | CAISO_Hydro | physical | none | 1 | 0 | 1 | hydro
template_list | HATCR2_7_UNIT | Hat Creek #2 | 8.5 | CAISO_Hydro | physical | none | 1 | 0 | 1 | hydro
template_list | LowerNo12 | Lower No 1-2 | 8 | CAISO_Hydro | physical | none | 1 | 0 | 1 | hydro
template_list | UpperPwr4 | Upper Power Plant-4 | 8 | CAISO_Hydro | physical | none | 1 | 0 | 1 | hydro
template_list | Turnbull2 | Turnbull Hydro-2 | 7.7 | CAISO_Hydro | physical | none | 1 | 0 | 1 | hydro
template_list | WOODWR_1_HYDRO | Quinten Luallen | 7.3 | CAISO_Hydro | physical | none | 1 | 0 | 1 | hydro
template_list | TietonDamHydroUNIT2 | Tieton Dam Hydro Electric Project-UNIT2 | 6.9 | CAISO_Hydro | physical | none | 1 | 0 | 1 | hydro
template_list | COVERD_2_HCKHY1 | HATCHET CREEK | 6.89 | CAISO_Hydro | physical | none | 0 | 1 | 1 | hydro
template_list | RECTOR_2_KAWEAH | KAWEAH PH 2 & 3 PSP AGGREGATE | 6.55 | CAISO_Hydro | physical | none | 1 | 0 | 1 | hydro
template_list | Rush_Creek_2 | Rush Creek-2_24783 | 6.37 | CAISO_Hydro | physical | none | 1 | 0 | 1 | hydro
template_list | SPICER_1_UNITS | SPICER HYDRO UNITS 1-3 AGGREGATE | 6 | CAISO_Hydro | physical | none | 1 | 0 | 1 | hydro
template_list | OXBOW_6_DRUM | OXBOW HYDRO | 5.8 | CAISO_Hydro | physical | none | 1 | 0 | 1 | hydro
template_list | Borel3 | Borel-3 | 5.5 | CAISO_Hydro | physical | none | 1 | 0 | 1 | hydro
template_list | Turnbull1 | Turnbull Hydro-1 | 5.3 | CAISO_Hydro | physical | none | 1 | 0 | 1 | hydro
template_list | COTTLE_2_FRNKNH | Frankenheimer Power Plant | 5.3 | CAISO_Hydro | physical | none | 1 | 0 | 1 | hydro
template_list | Clark_Canyon | Clark Canyon Dam-1 | 4.7 | CAISO_Hydro | physical | none | 1 | 0 | 1 | hydro
template_list | FallsRiver_ID1 | Falls River Hydro-1 | 4.55 | CAISO_Hydro | physical | none | 1 | 0 | 1 | hydro
template_list | FallsRiver_ID2 | Falls River Hydro-2 | 4.55 | CAISO_Hydro | physical | none | 1 | 0 | 1 | hydro
template_list | NHOGAN_6_UNITS | NEW HOGAN PH AGGREGATE | 4 | CAISO_Hydro | physical | none | 1 | 0 | 1 | hydro
template_list | FROGTN_1_UTICAM | Murphys Powerhouse | 3.6 | CAISO_Hydro | physical | none | 0 | 1 | 1 | hydro
template_list | WISE_1_UNIT 2 | WISE HYDRO UNIT 2 | 3.2 | CAISO_Hydro | physical | none | 1 | 0 | 1 | hydro
template_list | Hauser_HAU6 | Hauser-HAU6 | 3 | CAISO_Hydro | physical | none | 1 | 0 | 1 | hydro
template_list | LowerNo21 | Lower No 2-1 | 3 | CAISO_Hydro | physical | none | 1 | 0 | 1 | hydro
template_list | VLYHOM_7_SSJID | Woodward Power Plant | 3 | CAISO_Hydro | physical | none | 1 | 0 | 1 | hydro
template_list | CRESSY_1_PARKER | PARKER POWERHOUSE | 2.83 | CAISO_Hydro | physical | none | 1 | 0 | 1 | hydro
template_list | Hauser_HAU1 | Hauser-HAU1 | 2.8 | CAISO_Hydro | physical | none | 1 | 0 | 1 | hydro
template_list | Hauser_HAU2 | Hauser-HAU2 | 2.8 | CAISO_Hydro | physical | none | 1 | 0 | 1 | hydro
template_list | Hauser_HAU3 | Hauser-HAU3 | 2.8 | CAISO_Hydro | physical | none | 1 | 0 | 1 | hydro
template_list | Hauser_HAU4 | Hauser-HAU4 | 2.8 | CAISO_Hydro | physical | none | 1 | 0 | 1 | hydro
template_list | Hauser_HAU5 | Hauser-HAU5 | 2.8 | CAISO_Hydro | physical | none | 1 | 0 | 1 | hydro
template_list | COVERD_2_MCKHY1 | Montgomery Creek Hydro | 2.8 | CAISO_Hydro | physical | none | 0 | 1 | 1 | hydro
template_list | BishopCreek3-3 | Bishop Creek 3-3 | 2.79 | CAISO_Hydro | physical | none | 1 | 0 | 1 | hydro
template_list | Borel2 | Borel-2 | 2.75 | CAISO_Hydro | physical | none | 1 | 0 | 1 | hydro
template_list | FeltHydro1 | Felt Hydroelectric Plant-GEN1 | 2.7 | CAISO_Hydro | physical | none | 1 | 0 | 1 | hydro
template_list | FeltHydro2 | Felt Hydroelectric Plant-GEN2 | 2.7 | CAISO_Hydro | physical | none | 1 | 0 | 1 | hydro
template_list | BishopCreek2-2 | Bishop Creek 2-2 | 2.65 | CAISO_Hydro | physical | none | 1 | 0 | 1 | hydro
template_list | BishopCreek5-2 | Bishop Creek 5-2 | 2.65 | CAISO_Hydro | physical | none | 1 | 0 | 1 | hydro
template_list | BirchCreek1 | Birch Creek-1 | 2.6 | CAISO_Hydro | physical | none | 1 | 0 | 1 | hydro
template_list | BishopCreek2-3 | Bishop Creek 2-3 | 2.43 | CAISO_Hydro | physical | none | 1 | 0 | 1 | hydro
template_list | BishopCreek3-2 | Bishop Creek 3-2 | 2.37 | CAISO_Hydro | physical | none | 1 | 0 | 1 | hydro
template_list | Madison_MAD1 | Madison-MAD1 | 2.2 | CAISO_Hydro | physical | none | 1 | 0 | 1 | hydro
template_list | Madison_MAD2 | Madison-MAD2 | 2.2 | CAISO_Hydro | physical | none | 1 | 0 | 1 | hydro
template_list | Madison_MAD3 | Madison-MAD3 | 2.2 | CAISO_Hydro | physical | none | 1 | 0 | 1 | hydro
template_list | Madison_MAD4 | Madison-MAD4 | 2.2 | CAISO_Hydro | physical | none | 1 | 0 | 1 | hydro
template_list | BishopCreek5-1 | Bishop Creek 5-1 | 2.12 | CAISO_Hydro | physical | none | 1 | 0 | 1 | hydro
template_list | Elk_Creek | El Dorado Hydro Elk Creek-GEN1 | 2 | CAISO_Hydro | physical | none | 1 | 0 | 1 | hydro
template_list | FlintCreek | Flint Creek Hydroelectric-1 | 2 | CAISO_Hydro | physical | none | 1 | 0 | 1 | hydro
template_list | COVERD_2_RCKHY1 | ROARING CREEK | 2 | CAISO_Hydro | physical | none | 0 | 1 | 1 | hydro
template_list | HATLOS_6_BWDHY1 | Bidwell Ditch | 2 | CAISO_Hydro | physical | none | 0 | 1 | 1 | hydro
template_list | BishopCreek4-3 | Bishop Creek 4-3 | 1.96 | CAISO_Hydro | physical | none | 1 | 0 | 1 | hydro
template_list | BishopCreek4-4 | Bishop Creek 4-4 | 1.96 | CAISO_Hydro | physical | none | 1 | 0 | 1 | hydro
template_list | BishopCreek4-5 | Bishop Creek 4-5 | 1.96 | CAISO_Hydro | physical | none | 1 | 0 | 1 | hydro
template_list | BishopCreek6-1 | Bishop Creek 6-1 | 1.69 | CAISO_Hydro | physical | none | 1 | 0 | 1 | hydro
template_list | Lundy2 | Lundy 2_LUNDY HYDRO PLANT (AGGREGATE)-1_24784 | 1.5 | CAISO_Hydro | physical | none | 1 | 0 | 1 | hydro
template_list | Mile28Water1 | Mile 28 Water Power Project-1 | 1.5 | CAISO_Hydro | physical | none | 1 | 0 | 1 | hydro
template_list | Mile28Water2 | Mile 28 Water Power Project-2 | 1.5 | CAISO_Hydro | physical | none | 1 | 0 | 1 | hydro
template_list | FROGTN_1_UTICAA | Angels Powerhouse | 1.4 | CAISO_Hydro | physical | none | 0 | 1 | 1 | hydro
template_list | PointLomaHY | POINT LOMA WASTEWATER PERP HYDRO_POINT LOMA WASTEWATER TREATMENT PLANT-1 | 1.35 | CAISO_Hydro | physical | none | 1 | 0 | 1 | hydro
template_list | FargoDrop | Fargo Drop Hydro-1_Fargo Drop-GEN1 | 1.27 | CAISO_Hydro | physical | none | 1 | 0 | 1 | hydro
template_list | Sullivan_10 | Sullivan-10 | 1.2 | CAISO_Hydro | physical | none | 1 | 0 | 1 | hydro
template_list | Sullivan_11 | Sullivan-11 | 1.2 | CAISO_Hydro | physical | none | 1 | 0 | 1 | hydro
template_list | Sullivan_12 | Sullivan-12 | 1.2 | CAISO_Hydro | physical | none | 1 | 0 | 1 | hydro
template_list | Sullivan_13 | Sullivan-13 | 1.2 | CAISO_Hydro | physical | none | 1 | 0 | 1 | hydro
template_list | Sullivan_2 | Sullivan-2 | 1.2 | CAISO_Hydro | physical | none | 1 | 0 | 1 | hydro
template_list | Sullivan_3 | Sullivan-3 | 1.2 | CAISO_Hydro | physical | none | 1 | 0 | 1 | hydro
template_list | Sullivan_4 | Sullivan-4 | 1.2 | CAISO_Hydro | physical | none | 1 | 0 | 1 | hydro
template_list | Sullivan_5 | Sullivan-5 | 1.2 | CAISO_Hydro | physical | none | 1 | 0 | 1 | hydro
template_list | Sullivan_6 | Sullivan-6 | 1.2 | CAISO_Hydro | physical | none | 1 | 0 | 1 | hydro
template_list | Sullivan_7 | Sullivan-7 | 1.2 | CAISO_Hydro | physical | none | 1 | 0 | 1 | hydro
template_list | Sullivan_8 | Sullivan-8 | 1.2 | CAISO_Hydro | physical | none | 1 | 0 | 1 | hydro
template_list | FeltHydro3 | Felt Hydroelectric Plant-GEN3 | 1.1 | CAISO_Hydro | physical | none | 1 | 0 | 1 | hydro
template_list | BishopCreek4-1 | Bishop Creek 4-1 | 1.03 | CAISO_Hydro | physical | none | 1 | 0 | 1 | hydro
template_list | BishopCreek4-2 | Bishop Creek 4-2 | 1.03 | CAISO_Hydro | physical | none | 1 | 0 | 1 | hydro
template_list | Sullivan_9 | Sullivan-9 | 1 | CAISO_Hydro | physical | none | 1 | 0 | 1 | hydro
template_list | APLHIL_1_SLABCK | SLAB CREEK HYDRO | 1 | CAISO_Hydro | physical | none | 1 | 0 | 1 | hydro
template_list | SAUGUS_6_CREST | 0 | 1 | CAISO_Hydro | physical | none | 0 | 1 | 1 | hydro
template_list | NotchButteGeoBon2 | Notch Butte Hydro-HYD1 a.k.a. Geo Bon #2 | 0.93 | CAISO_Hydro | physical | none | 1 | 0 | 1 | hydro
template_list | CURTIS_1_FARFLD | Fairfield Powerhouse | 0.9 | CAISO_Hydro | physical | none | 1 | 0 | 1 | hydro
template_list | RNDMTN_2_SLSPHY1 | Silver Springs | 0.6 | CAISO_Hydro | physical | none | 0 | 1 | 1 | hydro
template_list | Bend3 | Bend-3 | 0.56 | CAISO_Hydro | physical | none | 1 | 0 | 1 | hydro
template_list | Schaffner_1 | Schaffner-1 | 0.53 | CAISO_Hydro | physical | none | 1 | 0 | 1 | hydro
template_list | StrawberryCreek1 | Strawberry Creek-1 | 0.5 | CAISO_Hydro | physical | none | 1 | 0 | 1 | hydro
template_list | StrawberryCreek2 | Strawberry Creek-2 | 0.5 | CAISO_Hydro | physical | none | 1 | 0 | 1 | hydro
template_list | StrawberryCreek3 | Strawberry Creek-3 | 0.5 | CAISO_Hydro | physical | none | 1 | 0 | 1 | hydro
template_list | ArenaDrop | Arena Drop-1 | 0.45 | CAISO_Hydro | physical | none | 1 | 0 | 1 | hydro
template_list | Bend2 | Bend-2 | 0.35 | CAISO_Hydro | physical | none | 1 | 0 | 1 | hydro
template_list | Reynolds | Reynolds Irrigation-1 | 0.26 | CAISO_Hydro | physical | none | 1 | 0 | 1 | hydro
template_list | Shingle_Creek_1 | Shingle Creek-1 | 0.22 | CAISO_Hydro | physical | none | 1 | 0 | 1 | hydro
template_list | Rim_View_1 | Rim View-1 | 0.2 | CAISO_Hydro | physical | none | 1 | 0 | 1 | hydro
template_list | BlackCanyon3MV | Black Canyon #3-1 | 0.14 | CAISO_Hydro | physical | none | 1 | 0 | 1 | hydro
added | existing_generic_instate_small_hydro |  | #N/A | CAISO_Hydro | existing_generic | none | 0 | 1 | 1 | hydro
added | existing_generic_instate_large_hydro |  | #N/A | CAISO_Hydro | existing_generic | none | 0 | 1 | 1 | hydro
added | existing_generic_nw_hydro |  | #N/A | CAISO_Hydro | existing_generic | none | 0 | 1 | 1 | hydro
template_list | DCI_Miles_City | Miles City DC Intertie (Fictional Resource)-1 | #N/A | CAISO_Imports | physical | none | 1 | 0 | 1 | unknown
template_list | VSTAES_6_VESBT1 | 0 | 40 | CAISO_Li_Battery | physical | none | 0 | 1 | 1 | battery
template_list | CHINO_2_APEBT1 | Pomona Energy Storage | 20 | CAISO_Li_Battery | physical | none | 1 | 0 | 1 | battery
template_list | ESCNDO_6_EB1BT1 | Escondido BESS 1 | 10 | CAISO_Li_Battery | physical | none | 0 | 1 | 1 | battery
template_list | ESCNDO_6_EB2BT2 | Escondido BESS 2 | 10 | CAISO_Li_Battery | physical | none | 0 | 1 | 1 | battery
template_list | ESCNDO_6_EB3BT3 | Escondido BESS 3 | 10 | CAISO_Li_Battery | physical | none | 0 | 1 | 1 | battery
template_list | MIRLOM_2_MLBBTA | Mira Loma BESS A | 10 | CAISO_Li_Battery | physical | none | 0 | 1 | 1 | battery
template_list | MIRLOM_2_MLBBTB | Mira Loma BESS B | 10 | CAISO_Li_Battery | physical | none | 0 | 1 | 1 | battery
template_list | MONLTH_6_BATTRY | 0 | 7.99 | CAISO_Li_Battery | physical | none | 1 | 0 | 1 | battery
template_list | ELCAJN_6_EB1BT1 | Eastern BESS 1 | 7.5 | CAISO_Li_Battery | physical | none | 0 | 1 | 1 | battery
template_list | SWIFT_1_NAS | 0 | 4.8 | CAISO_Li_Battery | physical | none | 1 | 0 | 1 | battery
template_list | ELCAJN_6_DRGEN1 | 0 | 3 | CAISO_Li_Battery | physical | none | 1 | 0 | 1 | battery
template_list | SANTGO_2_MABBT1 | Millikan Avenue BESS | 2 | CAISO_Li_Battery | physical | none | 1 | 0 | 1 | battery
template_list | VACADX_1_NAS | VACA-DIXON BATTERY | 1.85 | CAISO_Li_Battery | physical | none | 1 | 0 | 1 | battery
template_list | ELCAJN_6_DRGEN2 | 0 | 1 | CAISO_Li_Battery | physical | none | 1 | 0 | 1 | battery
template_list | Base_battery_PGE_Valley_dur_4_unit_1 | Base_battery_PGE_Valley_dur_4 | 0 | CAISO_Li_Battery | physical | none | 1 | 0 | 1 | battery
template_list | Base_battery_PGE_Valley_dur_4_unit_2 | Base_battery_PGE_Valley_dur_4 | 0 | CAISO_Li_Battery | physical | none | 1 | 0 | 1 | battery
template_list | Base_battery_PGE_Valley_dur_4_unit_3 | Base_battery_PGE_Valley_dur_4 | 0 | CAISO_Li_Battery | physical | none | 1 | 0 | 1 | battery
template_list | Base_battery_PGE_Valley_dur_4_unit_4 | Base_battery_PGE_Valley_dur_4 | 0 | CAISO_Li_Battery | physical | none | 1 | 0 | 1 | battery
template_list | Base_battery_PGE_Valley_dur_4_unit_5 | Base_battery_PGE_Valley_dur_4 | 0 | CAISO_Li_Battery | physical | none | 1 | 0 | 1 | battery
template_list | Base_battery_PGE_Valley_dur_4_unit_6 | Base_battery_PGE_Valley_dur_4 | 0 | CAISO_Li_Battery | physical | none | 1 | 0 | 1 | battery
template_list | Base_battery_PGE_Valley_dur_4_unit_7 | Base_battery_PGE_Valley_dur_4 | 0 | CAISO_Li_Battery | physical | none | 1 | 0 | 1 | battery
template_list | Base_battery_PGE_Valley_dur_4_unit_8 | Base_battery_PGE_Valley_dur_4 | 0 | CAISO_Li_Battery | physical | none | 1 | 0 | 1 | battery
template_list | Base_battery_PGE_Valley_dur_4_unit_9 | Base_battery_PGE_Valley_dur_4 | 0 | CAISO_Li_Battery | physical | none | 1 | 0 | 1 | battery
template_list | Base_battery_PGE_Valley_dur_4_unit_10 | Base_battery_PGE_Valley_dur_4 | 0 | CAISO_Li_Battery | physical | none | 1 | 0 | 1 | battery
template_list | Base_battery_SCE_dur_4_unit_1 | Base_battery_SCE_dur_4 | 0 | CAISO_Li_Battery | physical | none | 1 | 0 | 1 | battery
template_list | Base_battery_SCE_dur_4_unit_2 | Base_battery_SCE_dur_4 | 0 | CAISO_Li_Battery | physical | none | 1 | 0 | 1 | battery
template_list | Base_battery_SCE_dur_4_unit_3 | Base_battery_SCE_dur_4 | 0 | CAISO_Li_Battery | physical | none | 1 | 0 | 1 | battery
template_list | Base_battery_SCE_dur_4_unit_4 | Base_battery_SCE_dur_4 | 0 | CAISO_Li_Battery | physical | none | 1 | 0 | 1 | battery
template_list | Base_battery_SCE_dur_4_unit_5 | Base_battery_SCE_dur_4 | 0 | CAISO_Li_Battery | physical | none | 1 | 0 | 1 | battery
template_list | Base_battery_SCE_dur_4_unit_6 | Base_battery_SCE_dur_4 | 0 | CAISO_Li_Battery | physical | none | 1 | 0 | 1 | battery
template_list | Base_battery_SCE_dur_4_unit_7 | Base_battery_SCE_dur_4 | 0 | CAISO_Li_Battery | physical | none | 1 | 0 | 1 | battery
template_list | Base_battery_SCE_dur_4_unit_8 | Base_battery_SCE_dur_4 | 0 | CAISO_Li_Battery | physical | none | 1 | 0 | 1 | battery
template_list | Base_battery_SCE_dur_4_unit_9 | Base_battery_SCE_dur_4 | 0 | CAISO_Li_Battery | physical | none | 1 | 0 | 1 | battery
template_list | Base_battery_SCE_dur_4_unit_10 | Base_battery_SCE_dur_4 | 0 | CAISO_Li_Battery | physical | none | 1 | 0 | 1 | battery
template_list | Base_battery_SDGE_dur_4_unit_1 | Base_battery_SDGE_dur_4 | 0 | CAISO_Li_Battery | physical | none | 1 | 0 | 1 | battery
template_list | Base_battery_SDGE_dur_4_unit_2 | Base_battery_SDGE_dur_4 | 0 | CAISO_Li_Battery | physical | none | 1 | 0 | 1 | battery
template_list | Base_battery_SDGE_dur_4_unit_3 | Base_battery_SDGE_dur_4 | 0 | CAISO_Li_Battery | physical | none | 1 | 0 | 1 | battery
template_list | Base_battery_SDGE_dur_4_unit_4 | Base_battery_SDGE_dur_4 | 0 | CAISO_Li_Battery | physical | none | 1 | 0 | 1 | battery
template_list | Base_battery_SDGE_dur_4_unit_5 | Base_battery_SDGE_dur_4 | 0 | CAISO_Li_Battery | physical | none | 1 | 0 | 1 | battery
template_list | Base_battery_SDGE_dur_4_unit_6 | Base_battery_SDGE_dur_4 | 0 | CAISO_Li_Battery | physical | none | 1 | 0 | 1 | battery
template_list | Base_battery_SDGE_dur_4_unit_7 | Base_battery_SDGE_dur_4 | 0 | CAISO_Li_Battery | physical | none | 1 | 0 | 1 | battery
template_list | Base_battery_SDGE_dur_4_unit_8 | Base_battery_SDGE_dur_4 | 0 | CAISO_Li_Battery | physical | none | 1 | 0 | 1 | battery
template_list | Base_battery_SDGE_dur_4_unit_9 | Base_battery_SDGE_dur_4 | 0 | CAISO_Li_Battery | physical | none | 1 | 0 | 1 | battery
template_list | Base_battery_SDGE_dur_4_unit_10 | Base_battery_SDGE_dur_4 | 0 | CAISO_Li_Battery | physical | none | 1 | 0 | 1 | battery
template_list | Base_battery_PGE_Bay_dur_2_unit_1 | Base_battery_PGE_Bay_dur_2 | 0 | CAISO_Li_Battery | physical | none | 1 | 0 | 1 | battery
template_list | Base_battery_PGE_Bay_dur_2_unit_2 | Base_battery_PGE_Bay_dur_2 | 0 | CAISO_Li_Battery | physical | none | 1 | 0 | 1 | battery
template_list | Base_battery_PGE_Bay_dur_2_unit_3 | Base_battery_PGE_Bay_dur_2 | 0 | CAISO_Li_Battery | physical | none | 1 | 0 | 1 | battery
template_list | Base_battery_PGE_Bay_dur_2_unit_4 | Base_battery_PGE_Bay_dur_2 | 0 | CAISO_Li_Battery | physical | none | 1 | 0 | 1 | battery
template_list | Base_battery_PGE_Bay_dur_2_unit_5 | Base_battery_PGE_Bay_dur_2 | 0 | CAISO_Li_Battery | physical | none | 1 | 0 | 1 | battery
template_list | Base_battery_PGE_Bay_dur_2_unit_6 | Base_battery_PGE_Bay_dur_2 | 0 | CAISO_Li_Battery | physical | none | 1 | 0 | 1 | battery
template_list | Base_battery_PGE_Bay_dur_2_unit_7 | Base_battery_PGE_Bay_dur_2 | 0 | CAISO_Li_Battery | physical | none | 1 | 0 | 1 | battery
template_list | Base_battery_PGE_Bay_dur_2_unit_8 | Base_battery_PGE_Bay_dur_2 | 0 | CAISO_Li_Battery | physical | none | 1 | 0 | 1 | battery
template_list | Base_battery_PGE_Bay_dur_2_unit_9 | Base_battery_PGE_Bay_dur_2 | 0 | CAISO_Li_Battery | physical | none | 1 | 0 | 1 | battery
template_list | Base_battery_PGE_Bay_dur_2_unit_10 | Base_battery_PGE_Bay_dur_2 | 0 | CAISO_Li_Battery | physical | none | 1 | 0 | 1 | battery
template_list | Base_battery_PGE_Valley_dur_2_unit_1 | Base_battery_PGE_Valley_dur_2 | 0 | CAISO_Li_Battery | physical | none | 1 | 0 | 1 | battery
template_list | Base_battery_PGE_Valley_dur_2_unit_2 | Base_battery_PGE_Valley_dur_2 | 0 | CAISO_Li_Battery | physical | none | 1 | 0 | 1 | battery
template_list | Base_battery_PGE_Valley_dur_2_unit_3 | Base_battery_PGE_Valley_dur_2 | 0 | CAISO_Li_Battery | physical | none | 1 | 0 | 1 | battery
template_list | Base_battery_PGE_Valley_dur_2_unit_4 | Base_battery_PGE_Valley_dur_2 | 0 | CAISO_Li_Battery | physical | none | 1 | 0 | 1 | battery
template_list | Base_battery_PGE_Valley_dur_2_unit_5 | Base_battery_PGE_Valley_dur_2 | 0 | CAISO_Li_Battery | physical | none | 1 | 0 | 1 | battery
template_list | Base_battery_PGE_Valley_dur_2_unit_6 | Base_battery_PGE_Valley_dur_2 | 0 | CAISO_Li_Battery | physical | none | 1 | 0 | 1 | battery
template_list | Base_battery_PGE_Valley_dur_2_unit_7 | Base_battery_PGE_Valley_dur_2 | 0 | CAISO_Li_Battery | physical | none | 1 | 0 | 1 | battery
template_list | Base_battery_PGE_Valley_dur_2_unit_8 | Base_battery_PGE_Valley_dur_2 | 0 | CAISO_Li_Battery | physical | none | 1 | 0 | 1 | battery
template_list | Base_battery_PGE_Valley_dur_2_unit_9 | Base_battery_PGE_Valley_dur_2 | 0 | CAISO_Li_Battery | physical | none | 1 | 0 | 1 | battery
template_list | Base_battery_PGE_Valley_dur_2_unit_10 | Base_battery_PGE_Valley_dur_2 | 0 | CAISO_Li_Battery | physical | none | 1 | 0 | 1 | battery
template_list | Base_battery_SCE_dur_2_unit_1 | Base_battery_SCE_dur_2 | 0 | CAISO_Li_Battery | physical | none | 1 | 0 | 1 | battery
template_list | Base_battery_SCE_dur_2_unit_2 | Base_battery_SCE_dur_2 | 0 | CAISO_Li_Battery | physical | none | 1 | 0 | 1 | battery
template_list | Base_battery_SCE_dur_2_unit_3 | Base_battery_SCE_dur_2 | 0 | CAISO_Li_Battery | physical | none | 1 | 0 | 1 | battery
template_list | Base_battery_SCE_dur_2_unit_4 | Base_battery_SCE_dur_2 | 0 | CAISO_Li_Battery | physical | none | 1 | 0 | 1 | battery
template_list | Base_battery_SCE_dur_2_unit_5 | Base_battery_SCE_dur_2 | 0 | CAISO_Li_Battery | physical | none | 1 | 0 | 1 | battery
template_list | Base_battery_SCE_dur_2_unit_6 | Base_battery_SCE_dur_2 | 0 | CAISO_Li_Battery | physical | none | 1 | 0 | 1 | battery
template_list | Base_battery_SCE_dur_2_unit_7 | Base_battery_SCE_dur_2 | 0 | CAISO_Li_Battery | physical | none | 1 | 0 | 1 | battery
template_list | Base_battery_SCE_dur_2_unit_8 | Base_battery_SCE_dur_2 | 0 | CAISO_Li_Battery | physical | none | 1 | 0 | 1 | battery
template_list | Base_battery_SCE_dur_2_unit_9 | Base_battery_SCE_dur_2 | 0 | CAISO_Li_Battery | physical | none | 1 | 0 | 1 | battery
template_list | Base_battery_SCE_dur_2_unit_10 | Base_battery_SCE_dur_2 | 0 | CAISO_Li_Battery | physical | none | 1 | 0 | 1 | battery
template_list | Base_battery_SDGE_dur_2_unit_1 | Base_battery_SDGE_dur_2 | 0 | CAISO_Li_Battery | physical | none | 1 | 0 | 1 | battery
template_list | Base_battery_SDGE_dur_2_unit_2 | Base_battery_SDGE_dur_2 | 0 | CAISO_Li_Battery | physical | none | 1 | 0 | 1 | battery
template_list | Base_battery_SDGE_dur_2_unit_3 | Base_battery_SDGE_dur_2 | 0 | CAISO_Li_Battery | physical | none | 1 | 0 | 1 | battery
template_list | Base_battery_SDGE_dur_2_unit_4 | Base_battery_SDGE_dur_2 | 0 | CAISO_Li_Battery | physical | none | 1 | 0 | 1 | battery
template_list | Base_battery_SDGE_dur_2_unit_5 | Base_battery_SDGE_dur_2 | 0 | CAISO_Li_Battery | physical | none | 1 | 0 | 1 | battery
template_list | Base_battery_SDGE_dur_2_unit_6 | Base_battery_SDGE_dur_2 | 0 | CAISO_Li_Battery | physical | none | 1 | 0 | 1 | battery
template_list | Base_battery_SDGE_dur_2_unit_7 | Base_battery_SDGE_dur_2 | 0 | CAISO_Li_Battery | physical | none | 1 | 0 | 1 | battery
template_list | Base_battery_SDGE_dur_2_unit_8 | Base_battery_SDGE_dur_2 | 0 | CAISO_Li_Battery | physical | none | 1 | 0 | 1 | battery
template_list | Base_battery_SDGE_dur_2_unit_9 | Base_battery_SDGE_dur_2 | 0 | CAISO_Li_Battery | physical | none | 1 | 0 | 1 | battery
template_list | Base_battery_SDGE_dur_2_unit_10 | Base_battery_SDGE_dur_2 | 0 | CAISO_Li_Battery | physical | none | 1 | 0 | 1 | battery
template_list | Base_battery_PGE_Bay_dur_4_unit_1 | Base_battery_PGE_Bay_dur_4 | 0 | CAISO_Li_Battery | physical | none | 1 | 0 | 1 | battery
template_list | Base_battery_PGE_Bay_dur_4_unit_2 | Base_battery_PGE_Bay_dur_4 | 0 | CAISO_Li_Battery | physical | none | 1 | 0 | 1 | battery
template_list | Base_battery_PGE_Bay_dur_4_unit_3 | Base_battery_PGE_Bay_dur_4 | 0 | CAISO_Li_Battery | physical | none | 1 | 0 | 1 | battery
template_list | Base_battery_PGE_Bay_dur_4_unit_4 | Base_battery_PGE_Bay_dur_4 | 0 | CAISO_Li_Battery | physical | none | 1 | 0 | 1 | battery
template_list | Base_battery_PGE_Bay_dur_4_unit_5 | Base_battery_PGE_Bay_dur_4 | 0 | CAISO_Li_Battery | physical | none | 1 | 0 | 1 | battery
template_list | Base_battery_PGE_Bay_dur_4_unit_6 | Base_battery_PGE_Bay_dur_4 | 0 | CAISO_Li_Battery | physical | none | 1 | 0 | 1 | battery
template_list | Base_battery_PGE_Bay_dur_4_unit_7 | Base_battery_PGE_Bay_dur_4 | 0 | CAISO_Li_Battery | physical | none | 1 | 0 | 1 | battery
template_list | Base_battery_PGE_Bay_dur_4_unit_8 | Base_battery_PGE_Bay_dur_4 | 0 | CAISO_Li_Battery | physical | none | 1 | 0 | 1 | battery
template_list | Base_battery_PGE_Bay_dur_4_unit_9 | Base_battery_PGE_Bay_dur_4 | 0 | CAISO_Li_Battery | physical | none | 1 | 0 | 1 | battery
template_list | Base_battery_PGE_Bay_dur_4_unit_10 | Base_battery_PGE_Bay_dur_4 | 0 | CAISO_Li_Battery | physical | none | 1 | 0 | 1 | battery
template_list | new_btm_resource | 0 | #N/A | CAISO_Loadmod | new_loadmod | fillme_name,type,mw | 0 | 1 | 0 | unknown
template_list | new_btm_ee | 0 | #N/A | CAISO_Loadmod | new_loadmod | fillme_name,type,mw | 0 | 1 | 0 | unknown
template_list | new_btm_dr | 0 | #N/A | CAISO_Loadmod | new_loadmod | fillme_name,type,mw | 0 | 1 | 0 | unknown
template_list | new_dg | 0 | #N/A | CAISO_Loadmod | new_loadmod | fillme_name,type,mw | 0 | 1 | 0 | unknown
template_list | new_ev | 0 | #N/A | CAISO_Loadmod | new_loadmod | fillme_name,type,mw | 0 | 1 | 0 | unknown
template_list | new_tou | 0 | #N/A | CAISO_Loadmod | new_loadmod | fillme_name,type,mw | 0 | 1 | 0 | unknown
ruling_list | DIABLO_7_UNIT 1 | Diablo Canyon Unit 1 | 1150 | CAISO_Nuclear | physical | none | 1 | 0 | 1 | nuclear
ruling_list | DIABLO_7_UNIT 2 | Diablo Canyon Unit 2 | 1150 | CAISO_Nuclear | physical | none | 1 | 0 | 1 | nuclear
ruling_list | n/a (Palo Verde) | Palo_Verde_1 (CAISO Share) | 0 | CAISO_Nuclear | physical | none | 1 | 0 | 0 | nuclear
template_list | new_generic_nuclear | 0 | #N/A | CAISO_Nuclear | new_generic | none | 0 | 1 | 0 | nuclear
added | existing_generic_nuclear |  | #N/A | CAISO_Nuclear | existing_generic | none | 0 | 1 | 1 | nuclear
ruling_list | CARLS1_2_CARCT1 | Encina Gas Peaker | 500 | CAISO_Peaker1 | physical | none | 1 | 0 | 1 | thermal
ruling_list | PNCHEG_2_PL1X4 | PANOCHE ENERGY CENTER (Aggregated) | 400.1 | CAISO_Peaker1 | physical | none | 1 | 0 | 1 | thermal
ruling_list | TBD (Puente) | Puente Power Project | 262 | CAISO_Peaker1 | physical | none | 1 | 0 | 0 | thermal
ruling_list | SUNSET_2_UNITS | MIDWAY SUNSET COGENERATION PLANT | 248 | CAISO_Peaker1 | physical | none | 1 | 0 | 1 | thermal
ruling_list | COCOPP_2_CTG4 | Marsh Landing 4 | 204.29 | CAISO_Peaker1 | physical | none | 1 | 0 | 1 | thermal
ruling_list | COCOPP_2_CTG1 | Marsh Landing 1 | 204.2 | CAISO_Peaker1 | physical | none | 1 | 0 | 1 | thermal
ruling_list | COCOPP_2_CTG2 | Marsh Landing 2 | 202.7 | CAISO_Peaker1 | physical | none | 1 | 0 | 1 | thermal
ruling_list | KELSO_2_UNITS | Mariposa Energy | 194.59 | CAISO_Peaker1 | physical | none | 1 | 0 | 1 | thermal
ruling_list | COCOPP_2_CTG3 | Marsh Landing 3 | 190.4 | CAISO_Peaker1 | physical | none | 1 | 0 | 1 | thermal
ruling_list | PIOPIC_2_CTG2 | Pio Pico Unit 2 | 112.7 | CAISO_Peaker1 | physical | none | 1 | 0 | 1 | thermal
ruling_list | PIOPIC_2_CTG3 | Pio Pico Unit 3 | 112 | CAISO_Peaker1 | physical | none | 1 | 0 | 1 | thermal
ruling_list | PIOPIC_2_CTG1 | Pio Pico Unit 1 | 111.3 | CAISO_Peaker1 | physical | none | 1 | 0 | 1 | thermal
ruling_list | SENTNL_2_CTG5 | Sentinel Unit 5 | 103.81 | CAISO_Peaker1 | physical | none | 1 | 0 | 1 | thermal
ruling_list | SENTNL_2_CTG1 | Sentinel Unit 1 | 103.76 | CAISO_Peaker1 | physical | none | 1 | 0 | 1 | thermal
ruling_list | SENTNL_2_CTG4 | Sentinel Unit 4 | 102.47 | CAISO_Peaker1 | physical | none | 1 | 0 | 1 | thermal
ruling_list | SENTNL_2_CTG8 | Sentinel Unit 8 | 101.8 | CAISO_Peaker1 | physical | none | 1 | 0 | 1 | thermal
ruling_list | SENTNL_2_CTG6 | Sentinel Unit 6 | 100.99 | CAISO_Peaker1 | physical | none | 1 | 0 | 1 | thermal
ruling_list | TBD (Stanton) | Stanton Peaker Facility | 98 | CAISO_Peaker1 | physical | none | 1 | 0 | 0 | thermal
ruling_list | SENTNL_2_CTG7 | Sentinel Unit 7 | 97.06 | CAISO_Peaker1 | physical | none | 1 | 0 | 1 | thermal
ruling_list | WALCRK_2_CTG2 | Walnut Creek Energy Park Unit 2 | 96.91 | CAISO_Peaker1 | physical | none | 1 | 0 | 1 | thermal
ruling_list | SENTNL_2_CTG3 | Sentinel Unit 3 | 96.85 | CAISO_Peaker1 | physical | none | 1 | 0 | 1 | thermal
ruling_list | WALCRK_2_CTG3 | Walnut Creek Energy Park Unit 3 | 96.65 | CAISO_Peaker1 | physical | none | 1 | 0 | 1 | thermal
ruling_list | WALCRK_2_CTG5 | Walnut Creek Energy Park Unit 5 | 96.65 | CAISO_Peaker1 | physical | none | 1 | 0 | 1 | thermal
ruling_list | WALCRK_2_CTG4 | Walnut Creek Energy Park Unit 4 | 96.49 | CAISO_Peaker1 | physical | none | 1 | 0 | 1 | thermal
ruling_list | WALCRK_2_CTG1 | Walnut Creek Energy Park Unit 1 | 96.43 | CAISO_Peaker1 | physical | none | 1 | 0 | 1 | thermal
ruling_list | MALAGA_1_PL1X2 | Malaga Power Aggregate | 96 | CAISO_Peaker1 | physical | none | 1 | 0 | 1 | thermal
ruling_list | SENTNL_2_CTG2 | Sentinel Unit 2 | 95.34 | CAISO_Peaker1 | physical | none | 1 | 0 | 1 | thermal
ruling_list | OMAR_2_UNIT 4 | KERN RIVER COGENERATION CO. UNIT 4 | 81.44 | CAISO_Peaker1 | physical | none | 1 | 0 | 1 | thermal
ruling_list | OMAR_2_UNIT 3 | KERN RIVER COGENERATION CO. UNIT 3 | 81.41 | CAISO_Peaker1 | physical | none | 1 | 0 | 1 | thermal
ruling_list | SYCAMR_2_UNIT 2 | Sycamore Cogeneration Unit 2 | 80 | CAISO_Peaker1 | physical | none | 1 | 0 | 1 | thermal
ruling_list | SYCAMR_2_UNIT 4 | Sycamore Cogeneration Unit 4 | 80 | CAISO_Peaker1 | physical | none | 1 | 0 | 1 | thermal
ruling_list | OMAR_2_UNIT 2 | KERN RIVER COGENERATION CO. UNIT 2 | 78.11 | CAISO_Peaker1 | physical | none | 1 | 0 | 1 | thermal
ruling_list | OMAR_2_UNIT 1 | KERN RIVER COGENERATION CO. UNIT 1 | 78 | CAISO_Peaker1 | physical | none | 1 | 0 | 1 | thermal
ruling_list | ANAHM_2_CANYN1 | CANYON POWER PLANT UNIT 1 | 49.4 | CAISO_Peaker1 | physical | none | 1 | 0 | 1 | thermal
ruling_list | ANAHM_2_CANYN2 | CANYON POWER PLANT UNIT 2 | 49.4 | CAISO_Peaker1 | physical | none | 1 | 0 | 1 | thermal
ruling_list | ANAHM_2_CANYN3 | CANYON POWER PLANT UNIT 3 | 49.4 | CAISO_Peaker1 | physical | none | 1 | 0 | 1 | thermal
ruling_list | ANAHM_2_CANYN4 | CANYON POWER PLANT UNIT 4 | 49.4 | CAISO_Peaker1 | physical | none | 1 | 0 | 1 | thermal
ruling_list | RVSIDE_2_RERCU3 | Riverside Energy Res. Ctr Unit 3 | 49 | CAISO_Peaker1 | physical | none | 1 | 0 | 1 | thermal
ruling_list | RVSIDE_2_RERCU4 | Riverside Energy Res. Ctr Unit 4 | 49 | CAISO_Peaker1 | physical | none | 1 | 0 | 1 | thermal
ruling_list | VESTAL_2_WELLHD | Wellhead Power Delano | 49 | CAISO_Peaker1 | physical | none | 1 | 0 | 1 | thermal
ruling_list | RVSIDE_6_RERCU1 | Riverside Energy Res. Ctr Unit 1 | 48.35 | CAISO_Peaker1 | physical | none | 1 | 0 | 1 | thermal
ruling_list | BDGRCK_1_UNITS | BADGER CREEK LIMITED | 48.08 | CAISO_Peaker1 | physical | none | 1 | 0 | 1 | thermal
ruling_list | LARKSP_6_UNIT 2 | LARKSPUR PEAKER UNIT 2 | 47.98 | CAISO_Peaker1 | physical | none | 1 | 0 | 1 | thermal
ruling_list | BOGUE_1_UNITA1 | Feather River Energy Center, Unit #1 | 47.6 | CAISO_Peaker1 | physical | none | 1 | 0 | 1 | thermal
ruling_list | ETIWND_6_GRPLND | Grapeland Peaker | 47.39 | CAISO_Peaker1 | physical | none | 1 | 0 | 1 | thermal
ruling_list | MNDALY_6_MCGRTH | McGrath Beach Peaker | 47.2 | CAISO_Peaker1 | physical | none | 1 | 0 | 1 | thermal
ruling_list | CENTER_6_PEAKER | Center Peaker | 47.11 | CAISO_Peaker1 | physical | none | 1 | 0 | 1 | thermal
ruling_list | BARRE_6_PEAKER | Barre Peaker | 47 | CAISO_Peaker1 | physical | none | 1 | 0 | 1 | thermal
ruling_list | LARKSP_6_UNIT 1 | LARKSPUR PEAKER UNIT 1 | 46.1 | CAISO_Peaker1 | physical | none | 1 | 0 | 1 | thermal
ruling_list | SMPRIP_1_SMPSON | Ripon Cogeneration Unit 1 | 46.05 | CAISO_Peaker1 | physical | none | 1 | 0 | 1 | thermal
ruling_list | MIRLOM_6_PEAKER | Mira Loma Peaker | 46 | CAISO_Peaker1 | physical | none | 1 | 0 | 1 | thermal
ruling_list | ELCAJN_6_UNITA1 | Cuyamaca Peak Energy Plant | 45.42 | CAISO_Peaker1 | physical | none | 1 | 0 | 1 | thermal
ruling_list | MRGT_6_MMAREF | Miramar Energy Facility | 45 | CAISO_Peaker1 | physical | none | 1 | 0 | 1 | thermal
ruling_list | GLNARM_7_UNIT 3 | GLEN ARM UNIT 3 | 44.83 | CAISO_Peaker1 | physical | none | 1 | 0 | 1 | thermal
ruling_list | MRGT_6_MEF2 | Miramar Energy Facility II | 44 | CAISO_Peaker1 | physical | none | 1 | 0 | 1 | thermal
ruling_list | GLNARM_7_UNIT 4 | GLEN ARM UNIT 4 | 42.42 | CAISO_Peaker1 | physical | none | 1 | 0 | 1 | thermal
ruling_list | CENTRY_6_PL1X4 | CENTURY GENERATING PLANT (AGGREGATE) | 41.4 | CAISO_Peaker1 | physical | none | 1 | 0 | 1 | thermal
ruling_list | RVSIDE_6_SPRING | SPRINGS GENERATION PROJECT AGGREGATE | 36 | CAISO_Peaker1 | physical | none | 1 | 0 | 1 | thermal
ruling_list | DREWS_6_PL1X4 | DREWS UNIT AGGREGATE | 36 | CAISO_Peaker1 | physical | none | 1 | 0 | 1 | thermal
ruling_list | CSCCOG_1_UNIT 1 | SANTA CLARA CO-GEN | 7 | CAISO_Peaker1 | physical | none | 1 | 0 | 1 | thermal
ruling_list | VERNON_6_GONZL2 | H. Gonzales Unit #2 | 5.75 | CAISO_Peaker1 | physical | none | 1 | 0 | 1 | thermal
ruling_list | VERNON_6_GONZL1 | H. Gonzales Unit #1 | 5.75 | CAISO_Peaker1 | physical | none | 1 | 0 | 1 | thermal
ruling_list | Encina Gas Peaker | 0 | 500 | CAISO_Peaker1 | physical | none | 1 | 0 | 0 | thermal
ruling_list | Stanton Peaker Facility | 0 | 98 | CAISO_Peaker1 | physical | none | 1 | 0 | 0 | thermal
ruling_list | TBD (Encina) | 0 | 500 | CAISO_Peaker1 | physical | none | 1 | 0 | 0 | thermal
template_list | new_generic_peaker | 0 | #N/A | CAISO_Peaker1 | new_generic | none | 0 | 1 | 0 | thermal
template_list | CARLS2_1_CARCT1 | 0 | 105.5 | CAISO_Peaker1 | physical | none | 1 | 0 | 1 | thermal
template_list | CHINO_6_SMPPAP | AltaGas Pomona Energy | 44 | CAISO_Peaker1 | physical | none | 1 | 0 | 1 | thermal
template_list | ELLIS_2_QF | ELLIS QFS | 12 | CAISO_Peaker1 | physical | none | 1 | 0 | 1 | thermal
added | existing_generic_peaker |  | #N/A | CAISO_Peaker1 | existing_generic | none | 0 | 1 | 1 | thermal
ruling_list | PNCHPP_1_PL1X2 | Midway Peaking Aggregate | 119.91 | CAISO_Peaker2 | physical | none | 1 | 0 | 1 | thermal
ruling_list | GWFPWR_1_UNITS | HANFORD PEAKER PLANT | 98.46 | CAISO_Peaker2 | physical | none | 1 | 0 | 1 | thermal
ruling_list | OGROVE_6_PL1X2 | Orange Grove Energy Center | 96 | CAISO_Peaker2 | physical | none | 1 | 0 | 1 | thermal
ruling_list | GILRPP_1_PL1X2 | GILROY ENERGY CENTER UNITS 1&2 AGGREGATE | 95.2 | CAISO_Peaker2 | physical | none | 1 | 0 | 1 | thermal
ruling_list | GLNARM_2_UNIT 5 | GLENARM UNIT 5 | 65.81 | CAISO_Peaker2 | physical | none | 1 | 0 | 1 | thermal
ruling_list | HINSON_6_LBECH1 | HINSON_6_LBECH1 | 65 | CAISO_Peaker2 | physical | none | 1 | 0 | 1 | thermal
ruling_list | HINSON_6_LBECH2 | HINSON_6_LBECH2 | 65 | CAISO_Peaker2 | physical | none | 1 | 0 | 1 | thermal
ruling_list | HINSON_6_LBECH3 | HINSON_6_LBECH3 | 65 | CAISO_Peaker2 | physical | none | 1 | 0 | 1 | thermal
ruling_list | HINSON_6_LBECH4 | HINSON_6_LBECH4 | 65 | CAISO_Peaker2 | physical | none | 1 | 0 | 1 | thermal
ruling_list | OAK C_7_UNIT 1 | OAKLAND STATION C GT UNIT 1 | 55 | CAISO_Peaker2 | physical | none | 1 | 0 | 1 | thermal
ruling_list | OAK C_7_UNIT 2 | OAKLAND STATION C GT UNIT 2 | 55 | CAISO_Peaker2 | physical | none | 1 | 0 | 1 | thermal
ruling_list | OAK C_7_UNIT 3 | OAKLAND STATION C GT UNIT 3 | 55 | CAISO_Peaker2 | physical | none | 1 | 0 | 1 | thermal
ruling_list | GOLETA_6_ELLWOD | ELLWOOD ENERGY SUPPORT FACILITY | 54 | CAISO_Peaker2 | physical | none | 1 | 0 | 1 | thermal
ruling_list | SIERRA_1_UNITS | HIGH SIERRA LIMITED | 52.43 | CAISO_Peaker2 | physical | none | 1 | 0 | 1 | thermal
ruling_list | DOUBLC_1_UNITS | DOUBLE "C" LIMITED | 52.23 | CAISO_Peaker2 | physical | none | 1 | 0 | 1 | thermal
ruling_list | PNOCHE_1_UNITA1 | CalPeak Power Panoche Unit 1 | 52.01 | CAISO_Peaker2 | physical | none | 1 | 0 | 1 | thermal
ruling_list | BORDER_6_UNITA1 | CalPeak Power Border Unit 1 | 51.25 | CAISO_Peaker2 | physical | none | 1 | 0 | 1 | thermal
ruling_list | VACADX_1_UNITA1 | CalPeak Power Vaca Dixon Unit 1 | 50.61 | CAISO_Peaker2 | physical | none | 1 | 0 | 1 | thermal
ruling_list | HENRTA_6_UNITA1 | GWF HENRIETTA PEAKER PLANT UNIT 1 | 49.98 | CAISO_Peaker2 | physical | none | 1 | 0 | 1 | thermal
ruling_list | PNOCHE_1_PL1X2 | Panoche Peaker | 49.97 | CAISO_Peaker2 | physical | none | 1 | 0 | 1 | thermal
ruling_list | STIGCT_2_LODI | LODI STIG UNIT | 49.9 | CAISO_Peaker2 | physical | none | 1 | 0 | 1 | thermal
ruling_list | LIVOAK_1_UNIT 1 | LIVE OAK LIMITED | 49.7 | CAISO_Peaker2 | physical | none | 1 | 0 | 1 | thermal
ruling_list | HENRTA_6_UNITA2 | GWF HENRIETTA PEAKER PLANT UNIT 2 | 49.42 | CAISO_Peaker2 | physical | none | 1 | 0 | 1 | thermal
ruling_list | BEARMT_1_UNIT | Bear Mountain Limited | 49.21 | CAISO_Peaker2 | physical | none | 1 | 0 | 1 | thermal
ruling_list | ESCNDO_6_PL1X2 | MMC Escondido Aggregate | 48.71 | CAISO_Peaker2 | physical | none | 1 | 0 | 1 | thermal
ruling_list | CHALK_1_UNIT | CHALK CLIFF LIMITED | 48.67 | CAISO_Peaker2 | physical | none | 1 | 0 | 1 | thermal
ruling_list | RVSIDE_6_RERCU2 | Riverside Energy Res. Ctr Unit 2 | 48.5 | CAISO_Peaker2 | physical | none | 1 | 0 | 1 | thermal
ruling_list | ELCAJN_6_LM6K | El Cajon Energy Center | 48.1 | CAISO_Peaker2 | physical | none | 1 | 0 | 1 | thermal
ruling_list | ESCNDO_6_UNITB1 | CalPeak Power Enterprise Unit 1 | 48.04 | CAISO_Peaker2 | physical | none | 1 | 0 | 1 | thermal
ruling_list | RVRVEW_1_UNITA1 | Riverview Energy Center (GP Antioch) | 47.6 | CAISO_Peaker2 | physical | none | 1 | 0 | 1 | thermal
ruling_list | YUBACT_6_UNITA1 | Yuba City Energy Center (Calpine) | 47.6 | CAISO_Peaker2 | physical | none | 1 | 0 | 1 | thermal
ruling_list | LMBEPK_2_UNITA2 | Creed Energy Center, Unit #1 | 47.6 | CAISO_Peaker2 | physical | none | 1 | 0 | 1 | thermal
ruling_list | LMBEPK_2_UNITA1 | Lambie Energy Center, Unit #1 | 47.5 | CAISO_Peaker2 | physical | none | 1 | 0 | 1 | thermal
ruling_list | MKTRCK_1_UNIT 1 | MCKITTRICK LIMITED | 47.49 | CAISO_Peaker2 | physical | none | 1 | 0 | 1 | thermal
ruling_list | LMBEPK_2_UNITA3 | Goose Haven Energy Center, Unit #1 | 47.4 | CAISO_Peaker2 | physical | none | 1 | 0 | 1 | thermal
ruling_list | WOLFSK_1_UNITA1 | Wolfskill Energy Center, Unit #1 | 46.9 | CAISO_Peaker2 | physical | none | 1 | 0 | 1 | thermal
ruling_list | GILRPP_1_PL3X4 | GILROY ENERGY CENTER, UNIT #3 | 46.2 | CAISO_Peaker2 | physical | none | 1 | 0 | 1 | thermal
ruling_list | KNGCTY_6_UNITA1 | King City Energy Center, Unit #1 | 44.6 | CAISO_Peaker2 | physical | none | 1 | 0 | 1 | thermal
ruling_list | INDIGO_1_UNIT 2 | INDIGO PEAKER UNIT 2 | 44.53 | CAISO_Peaker2 | physical | none | 1 | 0 | 1 | thermal
ruling_list | INDIGO_1_UNIT 1 | INDIGO PEAKER UNIT 1 | 44 | CAISO_Peaker2 | physical | none | 1 | 0 | 1 | thermal
ruling_list | INDIGO_1_UNIT 3 | INDIGO PEAKER UNIT 3 | 43.69 | CAISO_Peaker2 | physical | none | 1 | 0 | 1 | thermal
ruling_list | COLTON_6_AGUAM1 | AGUA MANSA UNIT 1 (CITY OF COLTON) | 43 | CAISO_Peaker2 | physical | none | 1 | 0 | 1 | thermal
ruling_list | ANAHM_7_CT | ANAHEIM COMBUSTION TURBINE | 42.81 | CAISO_Peaker2 | physical | none | 1 | 0 | 1 | thermal
ruling_list | OTAY_6_PL1X2 | Chula Vista Energy Center, LLC | 35.5 | CAISO_Peaker2 | physical | none | 1 | 0 | 1 | thermal
ruling_list | ALMEGT_1_UNIT 1 | ALAMEDA GT UNIT 1 | 25 | CAISO_Peaker2 | physical | none | 1 | 0 | 1 | thermal
ruling_list | LODI25_2_UNIT 1 | LODI GAS TURBINE | 25 | CAISO_Peaker2 | physical | none | 1 | 0 | 1 | thermal
ruling_list | ALMEGT_1_UNIT 2 | ALAMEDA GT UNIT 2 | 25 | CAISO_Peaker2 | physical | none | 1 | 0 | 1 | thermal
ruling_list | CSCGNR_1_UNIT 1 | GIANERA PEAKER UNIT 1 | 24.75 | CAISO_Peaker2 | physical | none | 1 | 0 | 1 | thermal
ruling_list | CSCGNR_1_UNIT 2 | GIANERA PEAKER UNIT 2 | 24.75 | CAISO_Peaker2 | physical | none | 1 | 0 | 1 | thermal
ruling_list | AGRICO_6_PL3N5 | Fresno Peaker | 22.69 | CAISO_Peaker2 | physical | none | 1 | 0 | 1 | thermal
ruling_list | GLNARM_7_UNIT 2 | GLEN ARM UNIT 2 | 22.3 | CAISO_Peaker2 | physical | none | 1 | 0 | 1 | thermal
ruling_list | GLNARM_7_UNIT 1 | GLEN ARM UNIT 1 | 22.07 | CAISO_Peaker2 | physical | none | 1 | 0 | 1 | thermal
ruling_list | ELCAJN_7_GT1 | EL CAJON | 0 | CAISO_Peaker2 | physical | none | 1 | 0 | 1 | thermal
ruling_list | KEARNY_7_KY3 | KEARNY GT3 AGGREGATE | 0 | CAISO_Peaker2 | physical | none | 1 | 0 | 1 | thermal
ruling_list | MRGT_7_UNITS | MIRAMAR COMBUSTION TURBINE AGGREGATE | 0 | CAISO_Peaker2 | physical | none | 1 | 0 | 1 | thermal
template_list | SHELRF_1_UNITS | SHELL OIL REFINERY AGGREGATE | 100 | CAISO_Peaker2 | physical | none | 1 | 0 | 1 | thermal
template_list | ENCINA_7_GT1 | 0 | 14.5 | CAISO_Peaker2 | physical | none | 1 | 0 | 1 | thermal
template_list | PALALT_7_COBUG | Cooperatively Owned Back Up Generator | 4.5 | CAISO_Peaker2 | physical | none | 1 | 0 | 1 | thermal
ruling_list | HELMPG_7_UNIT 1 | HELMS PUMP-GEN UNIT 1 | 407 | CAISO_Pumped_Hydro | physical | none | 1 | 0 | 1 | psh
ruling_list | HELMPG_7_UNIT 2 | HELMS PUMP-GEN UNIT 2 | 407 | CAISO_Pumped_Hydro | physical | none | 1 | 0 | 1 | psh
ruling_list | HELMPG_7_UNIT 3 | HELMS PUMP-GEN UNIT 3 | 404 | CAISO_Pumped_Hydro | physical | none | 1 | 0 | 1 | psh
ruling_list | EASTWD_7_UNIT | EASTWOOD PUMP-GEN | 200 | CAISO_Pumped_Hydro | physical | none | 1 | 0 | 1 | psh
ruling_list | SLUISP_2_UNITS | SAN LUIS (GIANELLI) PUMP-GEN (AGGREGATE) | 53 | CAISO_Pumped_Hydro | physical | none | 1 | 0 | 1 | psh
ruling_list | LAKHDG_6_UNIT 1 | Lake Hodges Pumped Storage-Unit1 | 20 | CAISO_Pumped_Hydro | physical | none | 1 | 0 | 1 | psh
ruling_list | LAKHDG_6_UNIT 2 | Lake Hodges Pumped Storage-Unit2 | 20 | CAISO_Pumped_Hydro | physical | none | 1 | 0 | 1 | psh
template_list | new_generic_pumped_storage_hydro | 0 | #N/A | CAISO_Pumped_Hydro | new_generic | none | 0 | 1 | 0 | psh
template_list | CDWR07_2_GEN | WNDGPP_2_NSPIN | 456 | CAISO_Pumped_Hydro | physical | none | 1 | 0 | 1 | psh
template_list | EDMONS_2_NSPIN | EDMONS_2_NSPIN | 840 | CAISO_Pumped_Hydro | physical | none | 1 | 0 | 1 | psh
template_list | BANKPP_2_NSPIN | BANKPP_2_NSPIN | 270 | CAISO_Pumped_Hydro | physical | none | 1 | 0 | 1 | psh
template_list | DOSMGO_2_NSPIN | DOSMGO_2_NSPIN | 159 | CAISO_Pumped_Hydro | physical | none | 1 | 0 | 1 | psh
template_list | PEARBL_2_NSPIN | PEARBL_2_NSPIN | 151.2 | CAISO_Pumped_Hydro | physical | none | 1 | 0 | 1 | psh
template_list | OSO_6_NSPIN | OSO_6_NSPIN | 70.8 | CAISO_Pumped_Hydro | physical | none | 1 | 0 | 1 | psh
added | existing_generic_pumped_storage_hydro |  | #N/A | CAISO_Pumped_Hydro | existing_generic | none | 0 | 1 | 1 | psh
ruling_list | HUMBPP_6_UNITS | Humboldt Bay Generating Station 1 | 97.62 | CAISO_Reciprocating_Engine | physical | none | 1 | 0 | 1 | thermal
ruling_list | HUMBPP_1_UNITS3 | Humboldt Bay Generating Station 3 | 65.08 | CAISO_Reciprocating_Engine | physical | none | 1 | 0 | 1 | thermal
ruling_list | CHWCHL_1_UNIT | CHOW 2 PEAKER PLANT | 48.6 | CAISO_Reciprocating_Engine | physical | none | 1 | 0 | 1 | thermal
ruling_list | REDBLF_6_UNIT | RED BLUFF PEAKER PLANT | 44 | CAISO_Reciprocating_Engine | physical | none | 1 | 0 | 1 | thermal
ruling_list | OROVIL_6_UNIT | Oroville Cogeneration, LP | 7.5 | CAISO_Reciprocating_Engine | physical | none | 1 | 0 | 1 | thermal
template_list | new_generic_ice | 0 | #N/A | CAISO_Reciprocating_Engine | new_generic | none | 0 | 1 | 0 | thermal
added | existing_generic_ice |  | #N/A | CAISO_Reciprocating_Engine | existing_generic | none | 0 | 1 | 1 | thermal
template_list | Grasshopper Flat | Grasshopper Flat | 1.1 | CAISO_Small_Hydro | physical | none | 0 | 1 | 1 | hydro
template_list | Carrizo_Solar | 0 | #N/A | CAISO_Solar | new_resolve | fillme_name,type,mw | 0 | 1 | 0 | solar
template_list | Central_Valley_North_Los_Banos_Solar | 0 | #N/A | CAISO_Solar | new_resolve | fillme_name,type,mw | 0 | 1 | 0 | solar
template_list | Distributed_Solar | 0 | #N/A | CAISO_Solar | new_resolve | fillme_name,type,mw | 0 | 1 | 0 | solar
template_list | Greater_Imperial_Solar | 0 | #N/A | CAISO_Solar | new_resolve | fillme_name,type,mw | 0 | 1 | 0 | solar
template_list | Inyokern_North_Kramer_Solar | 0 | #N/A | CAISO_Solar | new_resolve | fillme_name,type,mw | 0 | 1 | 0 | solar
template_list | Kern_Greater_Carrizo_Solar | 0 | #N/A | CAISO_Solar | new_resolve | fillme_name,type,mw | 0 | 1 | 0 | solar
template_list | Kramer_Inyokern_Ex_Solar | 0 | #N/A | CAISO_Solar | new_resolve | fillme_name,type,mw | 0 | 1 | 0 | solar
template_list | North_Victor_Solar | 0 | #N/A | CAISO_Solar | new_resolve | fillme_name,type,mw | 0 | 1 | 0 | solar
template_list | Northern_California_Ex_Solar | 0 | #N/A | CAISO_Solar | new_resolve | fillme_name,type,mw | 0 | 1 | 0 | solar
template_list | Riverside_Palm_Springs_Solar | 0 | #N/A | CAISO_Solar | new_resolve | fillme_name,type,mw | 0 | 1 | 0 | solar
template_list | Sacramento_River_Solar | 0 | #N/A | CAISO_Solar | new_resolve | fillme_name,type,mw | 0 | 1 | 0 | solar
template_list | Southern_CA_Desert_Southern_NV_Solar | 0 | #N/A | CAISO_Solar | new_resolve | fillme_name,type,mw | 0 | 1 | 0 | solar
template_list | Solano_Solar | 0 | #N/A | CAISO_Solar | new_resolve | fillme_name,type,mw | 0 | 1 | 0 | solar
template_list | Solano_subzone_Solar | 0 | #N/A | CAISO_Solar | new_resolve | fillme_name,type,mw | 0 | 1 | 0 | solar
template_list | Greater_Kramer_Solar | 0 | #N/A | CAISO_Solar | new_resolve | fillme_name,type,mw | 0 | 1 | 0 | solar
template_list | Southern_California_Desert_Ex_Solar | 0 | #N/A | CAISO_Solar | new_resolve | fillme_name,type,mw | 0 | 1 | 0 | solar
template_list | Southern_Nevada_Solar | 0 | #N/A | CAISO_Solar | new_resolve | fillme_name,type,mw | 0 | 1 | 0 | solar
template_list | Tehachapi_Solar | 0 | #N/A | CAISO_Solar | new_resolve | fillme_name,type,mw | 0 | 1 | 0 | solar
template_list | Tehachapi_Ex_Solar | 0 | #N/A | CAISO_Solar | new_resolve | fillme_name,type,mw | 0 | 1 | 0 | solar
template_list | Westlands_Ex_Solar | 0 | #N/A | CAISO_Solar | new_resolve | fillme_name,type,mw | 0 | 1 | 0 | solar
template_list | Westlands_Solar | 0 | #N/A | CAISO_Solar | new_resolve | fillme_name,type,mw | 0 | 1 | 0 | solar
template_list | Utah_Solar | 0 | #N/A | CAISO_Solar | new_resolve | fillme_name,type,mw | 0 | 1 | 0 | solar
template_list | Arizona_Solar | 0 | #N/A | CAISO_Solar | new_resolve | fillme_name,type,mw | 0 | 1 | 0 | solar
template_list | New_Mexico_Solar | 0 | #N/A | CAISO_Solar | new_resolve | fillme_name,type,mw | 0 | 1 | 0 | solar
template_list | Baja_California_Solar | 0 | #N/A | CAISO_Solar | new_resolve | fillme_name,type,mw | 0 | 1 | 0 | solar
template_list | SCADSNV_Solar | 0 | #N/A | CAISO_Solar | new_resolve | fillme_name,type,mw | 0 | 1 | 0 | solar
template_list | new_generic_solar_1axis | 0 | #N/A | CAISO_Solar | new_generic | none | 0 | 1 | 0 | solar
template_list | new_generic_solar_2axis | 0 | #N/A | CAISO_Solar | new_generic | none | 0 | 1 | 0 | solar
template_list | new_generic_solar_fixed | 0 | #N/A | CAISO_Solar | new_generic | none | 0 | 1 | 0 | solar
template_list | new_generic_solar_thermal | 0 | #N/A | CAISO_Solar | new_generic | none | 0 | 1 | 0 | solar
template_list | SLRMS3_2_SRMSR1 | SILVER RIDGE MOUNT SIGNAL 3 | 250 | CAISO_Solar | physical | none | 0 | 1 | 1 | solar
template_list | TRNQLT_2_SOLAR | Tranquillity | 200 | CAISO_Solar | physical | none | 1 | 0 | 1 | solar
template_list | RATSKE_2_NROSR1 | North Rosamond Solar, LLC | 160 | CAISO_Solar | physical | none | 1 | 0 | 1 | solar
template_list | RE Slate 1-2 | RE Slate 1-2 | 150 | CAISO_Solar | physical | none | 0 | 1 | 0 | solar
template_list | CALFTS_2_CFSSR1 | 0 | 150 | CAISO_Solar | physical | none | 1 | 0 | 1 | solar
template_list | SevenSisters | Seven Sisters Solar | 140 | CAISO_Solar | physical | none | 0 | 1 | 1 | solar
template_list | Amercian Falls Solar II | 0 | 140 | CAISO_Solar | physical | none | 1 | 0 | 1 | solar
template_list | Clark Solar 1 | 0 | 140 | CAISO_Solar | physical | none | 1 | 0 | 1 | solar
template_list | Clark Solar 2 | 0 | 140 | CAISO_Solar | physical | none | 1 | 0 | 1 | solar
template_list | Clark Solar 3 | 0 | 140 | CAISO_Solar | physical | none | 1 | 0 | 1 | solar
template_list | Clark Solar 4 | 0 | 140 | CAISO_Solar | physical | none | 1 | 0 | 1 | solar
template_list | Orchard Ranch Solar | 0 | 140 | CAISO_Solar | physical | none | 1 | 0 | 1 | solar
template_list | Pocatello Solar 1 | 0 | 140 | CAISO_Solar | physical | none | 1 | 0 | 1 | solar
template_list | Simco Solar | 0 | 140 | CAISO_Solar | physical | none | 1 | 0 | 1 | solar
template_list | PNCHVS_2_SOLAR | PNCHVS_2_SOLARB | 140 | CAISO_Solar | physical | none | 1 | 0 | 1 | solar
template_list | CALFTN_2_SOLAR | California Flats North | 130 | CAISO_Solar | physical | none | 1 | 0 | 1 | solar
template_list | BigBeau Solar | BigBeau Solar | 128 | CAISO_Solar | physical | none | 0 | 1 | 0 | solar
template_list | Beacon Solar B | Beacon Solar A¦Beacon Solar¦BCON18G | 125 | CAISO_Solar | physical | none | 1 | 0 | 1 | solar
template_list | Maverick Solar, LLC | Maverick Solar, LLC | 125 | CAISO_Solar | physical | none | 0 | 1 | 0 | solar
template_list | BGSKYN_2_AS2SR1 | 0 | 105 | CAISO_Solar | physical | none | 1 | 0 | 1 | solar
template_list | MSOLAR_2_SOLAR2 | Mesquite Solar 2 | 100.81 | CAISO_Solar | physical | none | 0 | 1 | 1 | solar
template_list | TRNQL8_2_ROJSR1 | Tranquillity 8 Rojo | 100 | CAISO_Solar | physical | none | 1 | 0 | 1 | solar
template_list | DSFLWR_2_WS2SR1 | 0 | 100 | CAISO_Solar | physical | none | 1 | 0 | 1 | solar
template_list | WISTRA_2_WRSSR1 | Wistaria Ranch Solar | 100 | CAISO_Solar | physical | none | 0 | 1 | 1 | solar
template_list | RE Slate (Stanford) | RE Slate (Stanford) | 63 | CAISO_Solar | physical | none | 0 | 1 | 0 | solar
template_list | TRNQL8_2_VERSR1 | Tranquillity 8 Verde | 60 | CAISO_Solar | physical | none | 1 | 0 | 1 | solar
template_list | CAMLOT_2_SOLAR1 | Camelot | 45 | CAISO_Solar | physical | none | 1 | 0 | 1 | solar
template_list | CUYAMS_6_CUYSR1 | 0 | 40 | CAISO_Solar | physical | none | 1 | 0 | 1 | solar
template_list | CerroPrietoPV | Planta Fotovoltaica Cerro Prieto-1 | 35 | CAISO_Solar | physical | none | 1 | 0 | 1 | solar
template_list | KRAMER_1_KJ5SR5 | Kramer Junction 5 | 30 | CAISO_Solar | physical | none | 1 | 0 | 1 | solar
template_list | VICTOR_1_CREST | 0 | 24.49 | CAISO_Solar | physical | none | 1 | 0 | 1 | solar
template_list | RE Gaskell West 3 | RE Gaskell West 3 | 20 | CAISO_Solar | physical | none | 0 | 1 | 0 | solar
template_list | RE Gaskell West 4 | RE Gaskell West 4 | 20 | CAISO_Solar | physical | none | 0 | 1 | 0 | solar
template_list | RE Gaskell West 5 | RE Gaskell West 5 | 20 | CAISO_Solar | physical | none | 0 | 1 | 0 | solar
template_list | 97WI8ME LLC (Midway Solar Farm III) | 97WI8ME LLC (Midway Solar Farm III) | 20 | CAISO_Solar | physical | none | 1 | 0 | 1 | solar
template_list | ORNI33, LLC | ORNI33, LLC | 20 | CAISO_Solar | physical | none | 0 | 1 | 1 | solar
template_list | BIGSKY_2_BSKSR6 | Big Sky Solar 6 | 20 | CAISO_Solar | physical | none | 0 | 1 | 1 | solar
template_list | BIGSKY_2_BSKSR7 | Big Sky Solar 7 | 20 | CAISO_Solar | physical | none | 0 | 1 | 1 | solar
template_list | BIGSKY_2_BSKSR8 | Big Sky Solar 8 | 20 | CAISO_Solar | physical | none | 0 | 1 | 1 | solar
template_list | BIGSKY_2_SOLAR3 | Big Sky Summer | 20 | CAISO_Solar | physical | none | 1 | 0 | 1 | solar
template_list | TRNQL8_2_AMASR1 | Tranquillity 8 Amarillo | 20 | CAISO_Solar | physical | none | 1 | 0 | 1 | solar
template_list | TRNQL8_2_AZUSR1 | Tranquillity 8 Azul | 20 | CAISO_Solar | physical | none | 1 | 0 | 1 | solar
template_list | FRNTBW_6_SOLAR1 | Frontier Solar | 20 | CAISO_Solar | physical | none | 0 | 1 | 1 | solar
template_list | GASKW1_2_GW1SR1 | Gaskell West 1 | 20 | CAISO_Solar | physical | none | 0 | 1 | 1 | solar
template_list | GIFENS_6_BUGSL1 | Burford Giffen | 20 | CAISO_Solar | physical | none | 0 | 1 | 1 | solar
template_list | JACMSR_1_JACSR1 | Jacumba Solar Farm | 20 | CAISO_Solar | physical | none | 0 | 1 | 1 | solar
template_list | LAMONT_1_SOLAR2 | Redwood Solar Farm 4 | 20 | CAISO_Solar | physical | none | 0 | 1 | 1 | solar
template_list | SEGS_1_SR2SL2 | Sunray 2 | 20 | CAISO_Solar | physical | none | 0 | 1 | 1 | solar
template_list | WHITNY_6_SOLAR | Whitney Point Solar | 20 | CAISO_Solar | physical | none | 1 | 0 | 1 | solar
template_list | SUMWHT_6_SWSSR1 | 0 | 18.5 | CAISO_Solar | physical | none | 0 | 1 | 1 | solar
template_list | VALCNTR_22870_DG | VALCNTR | 14.5 | CAISO_Solar | physical | none | 1 | 0 | 1 | solar
template_list | VEAVST_1_SOLAR | Community Solar | 14.4 | CAISO_Solar | physical | none | 1 | 0 | 1 | solar
template_list | RECTOR_2_CREST | 0 | 14 | CAISO_Solar | physical | none | 1 | 0 | 1 | solar
template_list | SPRGVL_2_CREST | 0 | 14 | CAISO_Solar | physical | none | 1 | 0 | 1 | solar
template_list | GALE_1_SR3SR3 | Sunray 3 | 13.8 | CAISO_Solar | physical | none | 0 | 1 | 1 | solar
template_list | OASIS_6_CREST | 0 | 13.5 | CAISO_Solar | physical | none | 1 | 0 | 1 | solar
template_list | BLCKWL_6_SOLAR1 | 0 | 12 | CAISO_Solar | physical | none | 1 | 0 | 1 | solar
template_list | DELSUR_6_CREST | DELSUR_6_CREST1 | 10 | CAISO_Solar | physical | none | 1 | 0 | 1 | solar
template_list | GIFFEN_6_SOLAR1 | Aspiration Solar G | 9 | CAISO_Solar | physical | none | 0 | 1 | 1 | solar
template_list | RICHMN_1_CHVSR2 | Chevron 8.5 | 8.5 | CAISO_Solar | physical | none | 0 | 1 | 1 | solar
template_list | RDWAY_1_CREST | 0 | 6.5 | CAISO_Solar | physical | none | 1 | 0 | 1 | solar
template_list | LNCSTR_6_CREST | 0 | 5.5 | CAISO_Solar | physical | none | 1 | 0 | 1 | solar
template_list | MAGUND_1_BKSSR2 | Bakersfield Solar 1 | 5.25 | CAISO_Solar | physical | none | 0 | 1 | 1 | solar
template_list | VESTAL_2_UNIT1 | 0 | 5 | CAISO_Solar | physical | none | 1 | 0 | 1 | solar
template_list | Energetics_PV | Energetics Solar-PV(22,000) | 4.8 | CAISO_Solar | physical | none | 1 | 0 | 1 | solar
template_list | CRELMN_6_RAMSR3 | Ramona Solar Energy | 4.32 | CAISO_Solar | physical | none | 0 | 1 | 1 | solar
template_list | SHUTLE_6_CREST | 0 | 4 | CAISO_Solar | physical | none | 1 | 0 | 1 | solar
template_list | REDMAN_2_SOLAR | Lancaster East Avenue F | 3.75 | CAISO_Solar | physical | none | 1 | 0 | 1 | solar
template_list | DELSUR_6_BSOLAR | Central Antelope Dry Ranch B | 3 | CAISO_Solar | physical | none | 0 | 1 | 1 | solar
template_list | LITLRK_6_GBCSR1 | Green Beanworks C | 3 | CAISO_Solar | physical | none | 0 | 1 | 1 | solar
template_list | MIRLOM_2_LNDFL | Milliken Landfill Solar | 3 | CAISO_Solar | physical | none | 0 | 1 | 1 | solar
template_list | OASIS_6_GBDSR4 | Green Beanworks D | 3 | CAISO_Solar | physical | none | 0 | 1 | 1 | solar
template_list | OASIS_6_SOLAR3 | Soccer Center | 3 | CAISO_Solar | physical | none | 1 | 0 | 1 | solar
template_list | ORTGA_6_ME1SL1 | Merced 1 | 3 | CAISO_Solar | physical | none | 0 | 1 | 1 | solar
template_list | REDMAN_6_AVSSR1 | Antelope Valley Solar | 3 | CAISO_Solar | physical | none | 0 | 1 | 1 | solar
template_list | Eagle Solar | Eagle Solar | 3 | CAISO_Solar | physical | none | 0 | 1 | 1 | solar
template_list | NEENACH SOLAR | NEENACH SOLAR | 3 | CAISO_Solar | physical | none | 0 | 1 | 1 | solar
template_list | CalCity Solar I, LLC | CalCity Solar I, LLC | 3 | CAISO_Solar | physical | none | 0 | 1 | 1 | solar
template_list | Sheep Creek Road Solar Generation Facility Project | Sheep Creek Road Solar Generation Facility Project | 3 | CAISO_Solar | physical | none | 0 | 1 | 1 | solar
template_list | VACADX_1_SOLAR | 0 | 2.5 | CAISO_Solar | physical | none | 1 | 0 | 1 | solar
template_list | VLCNTR_6_VCSLR1 | Valley Center 1 | 2.5 | CAISO_Solar | physical | none | 1 | 0 | 1 | solar
template_list | Cameron | Cameron | 2.4 | CAISO_Solar | physical | none | 0 | 1 | 0 | solar
template_list | HENRTA_6_SOLAR2 | Westside Solar Power PV1 | 2 | CAISO_Solar | physical | none | 1 | 0 | 1 | solar
template_list | LITLRK_6_SOLAR3 | One Ten Partners | 2 | CAISO_Solar | physical | none | 0 | 1 | 1 | solar
template_list | RICHMN_1_SOLAR | Chevron 2 | 2 | CAISO_Solar | physical | none | 0 | 1 | 1 | solar
template_list | BellevueSolarINV1 | Bellevue Solar Project-INV-1 | 1.6 | CAISO_Solar | physical | none | 1 | 0 | 1 | solar
template_list | DAIRLD_1_MD1SL1 | Madera 1 | 1.5 | CAISO_Solar | physical | none | 0 | 1 | 1 | solar
template_list | DELSUR_6_SOLAR4 | 0 | 1.5 | CAISO_Solar | physical | none | 0 | 1 | 1 | solar
template_list | DELSUR_6_SOLAR5 | 0 | 1.5 | CAISO_Solar | physical | none | 0 | 1 | 1 | solar
template_list | MCARTH_6_FRIVRB | Fall River Mills Project B | 1.5 | CAISO_Solar | physical | none | 1 | 0 | 1 | solar
template_list | ORLND_6_SOLAR1 | Enerparc California 2 | 1.5 | CAISO_Solar | physical | none | 1 | 0 | 1 | solar
template_list | PIT1_6_FRIVRA | Fall River Mills Project A | 1.5 | CAISO_Solar | physical | none | 1 | 0 | 1 | solar
template_list | STROUD_6_WWHSR1 | Winter Wheat Solar Farm | 1.5 | CAISO_Solar | physical | none | 0 | 1 | 1 | solar
template_list | CHINO_2_SOLAR2 | Kona Solar - Terra Francesca | 1.49 | CAISO_Solar | physical | none | 1 | 0 | 1 | solar
template_list | VALLEY_5_SOLAR1 | Kona Solar - Meridian #1 | 1.49 | CAISO_Solar | physical | none | 1 | 0 | 1 | solar
template_list | DEVERS_2_DHSPG2 | Desert Hot Springs 2 | 1.4 | CAISO_Solar | physical | none | 1 | 0 | 1 | solar
template_list | ETIWND_2_SOLAR1 | Dedeaux Ontario | 1 | CAISO_Solar | physical | none | 1 | 0 | 1 | solar
template_list | MAGUND_1_BKISR1 | Bakersfield Industrial 1 | 1 | CAISO_Solar | physical | none | 0 | 1 | 1 | solar
template_list | MANTEC_1_ML1SR1 | Manteca Land 1 | 1 | CAISO_Solar | physical | none | 0 | 1 | 1 | solar
template_list | SMYRNA_1_DL1SR1 | Delano Land 1 | 1 | CAISO_Solar | physical | none | 0 | 1 | 1 | solar
template_list | DEVERS_2_CS2SR4 | Caliente Solar 2 | 0.91 | CAISO_Solar | physical | none | 0 | 1 | 1 | solar
template_list | WRGTSR_2_WSFSR1 | Wright Solar Freeman | 200 | CAISO_Solar | physical | none | 1 | 0 | 1 | solar
template_list | IVSLR2_2_SM2SR1 | Silver Ridge Mount Signal 2 | 150 | CAISO_Solar | physical | none | 0 | 1 | 1 | solar
template_list | BGSKYN_2_ASPSR2 | Antelope Solar 2 San Pablo | 100 | CAISO_Solar | physical | none | 1 | 0 | 1 | solar
template_list | VALTNE_2_AVASR1 | Valentine Solar | 100 | CAISO_Solar | physical | none | 1 | 0 | 1 | solar
template_list | SUNSLR_1_SSVSR1 | Sunshine Valley Solar 1 | 100 | CAISO_Solar | physical | none | 1 | 0 | 1 | solar
template_list | BGSKYN_2_BS3SR3 | Big Sky Solar 3 | 20 | CAISO_Solar | physical | none | 0 | 1 | 1 | solar
template_list | SUNSPT_2_WNASR1 | Windhub Solar A | 20 | CAISO_Solar | physical | none | 1 | 0 | 1 | solar
template_list | TX-ELK_6_ECKSR2 | Eagle Creek | 3 | CAISO_Solar | physical | none | 1 | 0 | 1 | solar
template_list | RNDSBG_1_HZASR1 | Hazel A | 3 | CAISO_Solar | physical | none | 1 | 0 | 1 | solar
added | existing_generic_solar_1axis |  | #N/A | CAISO_Solar | existing_generic | none | 0 | 1 | 1 | solar
added | existing_generic_solar_2axis |  | #N/A | CAISO_Solar | existing_generic | none | 0 | 1 | 1 | solar
added | existing_generic_solar_fixed |  | #N/A | CAISO_Solar | existing_generic | none | 0 | 1 | 1 | solar
added | existing_generic_solar_thermal |  | #N/A | CAISO_Solar | existing_generic | none | 0 | 1 | 1 | solar
ruling_list | ARLVAL_5_SOLAR | Arlington Valley Solar Energy II - AVS II | #N/A | CAISO_Specified_Imports | specified_imports | none | 1 | 0 | 1 | unknown
ruling_list | ALHMBR_1_ALHSLR | SG2 Imperial Valley | #N/A | CAISO_Specified_Imports | specified_imports | none | 1 | 0 | 1 | unknown
ruling_list | ARKANS_1_ARKSLR | SG2 Imperial Valley | #N/A | CAISO_Specified_Imports | specified_imports | none | 1 | 0 | 1 | unknown
ruling_list | SNORA_2_SNRSLR | SG2 Imperial Valley | #N/A | CAISO_Specified_Imports | specified_imports | none | 1 | 0 | 1 | unknown
ruling_list | CALPSS_6_SOLAR1 | 70SM1 8ME, LLC (Gestamp Calipatria) | #N/A | CAISO_Specified_Imports | specified_imports | none | 1 | 0 | 1 | unknown
ruling_list | ANZA_6_SOLAR1 | TallBear Seville | #N/A | CAISO_Specified_Imports | specified_imports | none | 1 | 0 | 1 | unknown
template_list | ARLINT_5_SCEDYN | 0 | #N/A | CAISO_Specified_Imports | specified_imports | none | 0 | 1 | 1 | unknown
template_list | COLGNS_2_CNSSR1 | 0 | #N/A | CAISO_Specified_Imports | specified_imports | none | 0 | 1 | 1 | unknown
template_list | GRADYW_5_GDYWD1 | 0 | #N/A | CAISO_Specified_Imports | specified_imports | none | 0 | 1 | 1 | unknown
template_list | GRIFFI_2_LSPDYN | 0 | #N/A | CAISO_Specified_Imports | specified_imports | none | 0 | 1 | 1 | unknown
template_list | MAGNLA_6_ANAHEIM | 0 | #N/A | CAISO_Specified_Imports | specified_imports | none | 0 | 1 | 1 | unknown
template_list | MAGNLA_6_CERRITOS | 0 | #N/A | CAISO_Specified_Imports | specified_imports | none | 0 | 1 | 1 | unknown
template_list | MRCHNT_2_MELDYN | 0 | #N/A | CAISO_Specified_Imports | specified_imports | none | 0 | 1 | 1 | unknown
template_list | MSQUIT_5_SERDYN | 0 | #N/A | CAISO_Specified_Imports | specified_imports | none | 0 | 1 | 1 | unknown
template_list | NGILAA_5_SDGDYN | 0 | #N/A | CAISO_Specified_Imports | specified_imports | none | 0 | 1 | 1 | unknown
template_list | RANCHO_2_SMUDSYSDYN | 0 | #N/A | CAISO_Specified_Imports | specified_imports | none | 0 | 1 | 1 | unknown
template_list | SPOINT_2_MEADDYN | 0 | #N/A | CAISO_Specified_Imports | specified_imports | none | 0 | 1 | 1 | unknown
template_list | SPOINT_2_PARKERDYN | 0 | #N/A | CAISO_Specified_Imports | specified_imports | none | 0 | 1 | 1 | unknown
template_list | SUNSTR_5_SS1SCEDYN | 0 | #N/A | CAISO_Specified_Imports | specified_imports | none | 0 | 1 | 1 | unknown
template_list | SUTTER_2_TESLADYN | 0 | #N/A | CAISO_Specified_Imports | specified_imports | none | 0 | 1 | 1 | unknown
template_list | SUTTER_2_WASNDYN | 0 | #N/A | CAISO_Specified_Imports | specified_imports | none | 0 | 1 | 1 | unknown
template_list | PVERDE_5_SCEDYN | PVERDE_5_SCEDYN | #N/A | CAISO_Specified_Imports | specified_imports | none | 0 | 1 | 1 | unknown
template_list | BCTSYS_5_PWXDYN | BCTSYS_5_PWXDYN | #N/A | CAISO_Specified_Imports | specified_imports | none | 0 | 1 | 1 | unknown
template_list | RAMON_2_SCEDYN | RAMON_2_SCEDYN | #N/A | CAISO_Specified_Imports | specified_imports | none | 0 | 1 | 1 | unknown
template_list | ELCABO_5_ECWSCEDYN | El Cabo Wind | #N/A | CAISO_Specified_Imports | specified_imports | none | 0 | 1 | 1 | unknown
template_list | SCEHOV_2_HOOVER | SCEHOV_2_HOOVER | #N/A | CAISO_Specified_Imports | specified_imports | none | 0 | 1 | 1 | unknown
template_list | MALIN_5_BPADYN | MALIN_5_BPADYN | #N/A | CAISO_Specified_Imports | specified_imports | none | 0 | 1 | 1 | unknown
template_list | INTMNT_3_ANAHEIM | Intermountain Power Project | #N/A | CAISO_Specified_Imports | specified_imports | none | 0 | 1 | 1 | unknown
template_list | BEJNLS_5_BV2SCEDYN | Broadview 2 | #N/A | CAISO_Specified_Imports | specified_imports | none | 0 | 1 | 1 | unknown
template_list | INTMNT_3_RIVERSIDE | IPPDYN | #N/A | CAISO_Specified_Imports | specified_imports | none | 0 | 1 | 1 | unknown
template_list | BEKWJS_5_BV1SCEDYN | Broadview 1 | #N/A | CAISO_Specified_Imports | specified_imports | none | 0 | 1 | 1 | unknown
template_list | MALIN_5_GCPDDYN | Grant County Hydro Facilities | #N/A | CAISO_Specified_Imports | specified_imports | none | 0 | 1 | 1 | unknown
template_list | INTMNT_3_PASADENA | Intermountain Power Project | #N/A | CAISO_Specified_Imports | specified_imports | none | 0 | 1 | 1 | unknown
template_list | MALIN_5_IBERDR | Iberdrola Centroid Sytem Resource | #N/A | CAISO_Specified_Imports | specified_imports | none | 0 | 1 | 1 | unknown
template_list | MALIN_5_INHRED | CSF Columbia Gorge | #N/A | CAISO_Specified_Imports | specified_imports | none | 0 | 1 | 1 | unknown
template_list | MALIN_5_INHRPG | BIGLOW CANYON | #N/A | CAISO_Specified_Imports | specified_imports | none | 0 | 1 | 1 | unknown
template_list | MIDWYS_2_MIDSL1 | Midway Solar Farm | #N/A | CAISO_Specified_Imports | specified_imports | none | 0 | 1 | 1 | unknown
template_list | AGCANA_X_HOOVER | Hoover Power Plant | #N/A | CAISO_Specified_Imports | specified_imports | none | 0 | 1 | 1 | unknown
template_list | MIDWY3_2_MDSSR1 | Midway South Solar Farm | #N/A | CAISO_Specified_Imports | specified_imports | none | 0 | 1 | 1 | unknown
template_list | MILFRD_7_PASADENA | Milford I | #N/A | CAISO_Specified_Imports | specified_imports | none | 0 | 1 | 1 | unknown
template_list | WSNR_2_CVPDYN | Central Valley 1 | #N/A | CAISO_Specified_Imports | specified_imports | none | 0 | 1 | 1 | unknown
template_list | WSNR_2_TESLADYN | Central Valley Tesla | #N/A | CAISO_Specified_Imports | specified_imports | none | 0 | 1 | 1 | unknown
template_list | WSNR_5_TRCYDYN | Central Valley Tracy | #N/A | CAISO_Specified_Imports | specified_imports | none | 0 | 1 | 1 | unknown
ruling_list | DINUBA_6_UNIT | DINUBA GENERATION PROJECT | 12 | CAISO_ST | physical | none | 1 | 0 | 1 | thermal
ruling_list | ETIWND_7_UNIT 3 | ETIWANDA GEN STA. UNIT 3 | 0 | CAISO_ST | physical | none | 1 | 0 | 1 | thermal
ruling_list | ETIWND_7_UNIT 4 | ETIWANDA GEN STA. UNIT 4 | 0 | CAISO_ST | physical | none | 1 | 0 | 1 | thermal
template_list | ORMOND_7_UNIT 2 | ORMOND BEACH GEN STA. UNIT 2 | 750 | CAISO_ST | physical | none | 1 | 0 | 1 | thermal
template_list | ORMOND_7_UNIT 1 | ORMOND BEACH GEN STA. UNIT 1 | 741.27 | CAISO_ST | physical | none | 1 | 0 | 1 | thermal
template_list | REDOND_7_UNIT 7 | REDONDO GEN STA. UNIT 7 | 505.96 | CAISO_ST | physical | none | 1 | 0 | 1 | thermal
template_list | ALAMIT_7_UNIT 5 | ALAMITOS GEN STA. UNIT 5 | 497.97 | CAISO_ST | physical | none | 1 | 0 | 1 | thermal
template_list | REDOND_7_UNIT 8 | REDONDO GEN STA. UNIT 8 | 495.9 | CAISO_ST | physical | none | 1 | 0 | 1 | thermal
template_list | ALAMIT_7_UNIT 6 | ALAMITOS GEN STA. UNIT 6 | 495 | CAISO_ST | physical | none | 1 | 0 | 1 | thermal
template_list | ALAMIT_7_UNIT 4 | ALAMITOS GEN STA. UNIT 4 | 335.67 | CAISO_ST | physical | none | 1 | 0 | 1 | thermal
template_list | ALAMIT_7_UNIT 3 | ALAMITOS GEN STA. UNIT 3 | 332.18 | CAISO_ST | physical | none | 1 | 0 | 1 | thermal
template_list | ENCINA_7_EA5 | 0 | 330 | CAISO_ST | physical | none | 1 | 0 | 1 | thermal
template_list | ENCINA_7_EA4 | 0 | 300 | CAISO_ST | physical | none | 1 | 0 | 1 | thermal
template_list | HNTGBH_7_UNIT 2 | HUNTINGTON BEACH GEN STA. UNIT 2 | 225.8 | CAISO_ST | physical | none | 1 | 0 | 1 | thermal
template_list | HNTGBH_7_UNIT 1 | HUNTINGTON BEACH GEN STA. UNIT 1 | 225.75 | CAISO_ST | physical | none | 1 | 0 | 1 | thermal
template_list | REDOND_7_UNIT 5 | REDONDO GEN STA. UNIT 5 | 178.87 | CAISO_ST | physical | none | 1 | 0 | 1 | thermal
template_list | ALAMIT_7_UNIT 2 | ALAMITOS GEN STA. UNIT 2 | 175 | CAISO_ST | physical | none | 1 | 0 | 1 | thermal
template_list | REDOND_7_UNIT 6 | REDONDO GEN STA. UNIT 6 | 175 | CAISO_ST | physical | none | 1 | 0 | 1 | thermal
template_list | ALAMIT_7_UNIT 1 | ALAMITOS GEN STA. UNIT 1 | 174.56 | CAISO_ST | physical | none | 1 | 0 | 1 | thermal
template_list | ENCINA_7_EA3 | 0 | 110 | CAISO_ST | physical | none | 1 | 0 | 1 | thermal
template_list | ENCINA_7_EA2 | 0 | 104 | CAISO_ST | physical | none | 1 | 0 | 1 | thermal
template_list | new_generic_steam | 0 | #N/A | CAISO_Steam | new_generic | none | 0 | 1 | 0 | thermal
template_list | ALAMIT_7_STG1S | ALAMIT_7_STG1S | 241.5 | CAISO_Steam | physical | none | 1 | 0 | 1 | thermal
template_list | HNTGBH_7_STG1S | HNTGBH_7_STG1S | 241.5 | CAISO_Steam | physical | none | 1 | 0 | 1 | thermal
template_list | ALAMIT_7_CTG1A | ALAMIT_7_CTG1A | 234.5 | CAISO_Steam | physical | none | 1 | 0 | 1 | thermal
template_list | HNTGBH_7_CTG1B | HNTGBH_7_CTG1B | 234.5 | CAISO_Steam | physical | none | 1 | 0 | 1 | thermal
template_list | HNTGBH_7_CTG1A | HNTGBH_7_CTG1A | 234.5 | CAISO_Steam | physical | none | 1 | 0 | 1 | thermal
template_list | ALAMIT_7_CTG1B | ALAMIT_7_CTG1B | 234.5 | CAISO_Steam | physical | none | 1 | 0 | 1 | thermal
added | existing_generic_steam |  | #N/A | CAISO_Steam | existing_generic | none | 0 | 1 | 1 | thermal
template_list | new_generic_unknown | 0 | #N/A | CAISO_Unknown | new_generic | none | 0 | 1 | 0 | unknown
template_list | SONOMA_1_PN5SR1 | 0 | 0 | CAISO_Unknown | physical | none | 1 | 0 | 1 | unknown
added | existing_generic_unknown |  | #N/A | CAISO_Unknown | existing_generic | none | 0 | 1 | 1 | unknown
template_list | Carrizo_Wind | 0 | #N/A | CAISO_Wind | new_resolve | fillme_name,type,mw | 0 | 1 | 0 | wind_low_cf
template_list | Central_Valley_North_Los_Banos_Wind | 0 | #N/A | CAISO_Wind | new_resolve | fillme_name,type,mw | 0 | 1 | 0 | wind_low_cf
template_list | Distributed_Wind | 0 | #N/A | CAISO_Wind | new_resolve | fillme_name,type,mw | 0 | 1 | 0 | wind_low_cf
template_list | Greater_Imperial_Wind | 0 | #N/A | CAISO_Wind | new_resolve | fillme_name,type,mw | 0 | 1 | 0 | wind_low_cf
template_list | Greater_Kramer_Wind | 0 | #N/A | CAISO_Wind | new_resolve | fillme_name,type,mw | 0 | 1 | 0 | wind_low_cf
template_list | Humboldt_Wind | 0 | #N/A | CAISO_Wind | new_resolve | fillme_name,type,mw | 0 | 1 | 0 | wind_low_cf
template_list | Kern_Greater_Carrizo_Wind | 0 | #N/A | CAISO_Wind | new_resolve | fillme_name,type,mw | 0 | 1 | 0 | wind_low_cf
template_list | Kramer_Inyokern_Ex_Wind | 0 | #N/A | CAISO_Wind | new_resolve | fillme_name,type,mw | 0 | 1 | 0 | wind_low_cf
template_list | Northern_California_Ex_Wind | 0 | #N/A | CAISO_Wind | new_resolve | fillme_name,type,mw | 0 | 1 | 0 | wind_low_cf
template_list | Diablo_Canyon_Offshore_Wind_Ext_Tx | 0 | #N/A | CAISO_Wind | new_resolve | fillme_name,type,mw | 0 | 1 | 0 | wind_high_cf
template_list | NW_Ext_Tx_Wind | 0 | #N/A | CAISO_Wind | new_resolve | fillme_name,type,mw | 0 | 1 | 0 | wind_low_cf
template_list | Sacramento_River_Wind | 0 | #N/A | CAISO_Wind | new_resolve | fillme_name,type,mw | 0 | 1 | 0 | wind_low_cf
template_list | Southern_CA_Desert_Southern_NV_Wind | 0 | #N/A | CAISO_Wind | new_resolve | fillme_name,type,mw | 0 | 1 | 0 | wind_low_cf
template_list | Solano_subzone_Wind | 0 | #N/A | CAISO_Wind | new_resolve | fillme_name,type,mw | 0 | 1 | 0 | wind_low_cf
template_list | Solano_Wind | 0 | #N/A | CAISO_Wind | new_resolve | fillme_name,type,mw | 0 | 1 | 0 | wind_low_cf
template_list | Southern_California_Desert_Ex_Wind | 0 | #N/A | CAISO_Wind | new_resolve | fillme_name,type,mw | 0 | 1 | 0 | wind_low_cf
template_list | Southern_Nevada_Wind | 0 | #N/A | CAISO_Wind | new_resolve | fillme_name,type,mw | 0 | 1 | 0 | wind_low_cf
template_list | SW_Ext_Tx_Wind | 0 | #N/A | CAISO_Wind | new_resolve | fillme_name,type,mw | 0 | 1 | 0 | wind_low_cf
template_list | Tehachapi_Wind | 0 | #N/A | CAISO_Wind | new_resolve | fillme_name,type,mw | 0 | 1 | 0 | wind_low_cf
template_list | Westlands_Ex_Wind | 0 | #N/A | CAISO_Wind | new_resolve | fillme_name,type,mw | 0 | 1 | 0 | wind_low_cf
template_list | Cape_Mendocino_Offshore_Wind | 0 | #N/A | CAISO_Wind | new_resolve | fillme_name,type,mw | 0 | 1 | 0 | wind_high_cf
template_list | Del_Norte_Offshore_Wind | 0 | #N/A | CAISO_Wind | new_resolve | fillme_name,type,mw | 0 | 1 | 0 | wind_high_cf
template_list | Diablo_Canyon_Offshore_Wind | 0 | #N/A | CAISO_Wind | new_resolve | fillme_name,type,mw | 0 | 1 | 0 | wind_high_cf
template_list | Humboldt_Bay_Offshore_Wind | 0 | #N/A | CAISO_Wind | new_resolve | fillme_name,type,mw | 0 | 1 | 0 | wind_high_cf
template_list | Morro_Bay_Offshore_Wind | 0 | #N/A | CAISO_Wind | new_resolve | fillme_name,type,mw | 0 | 1 | 0 | wind_high_cf
template_list | Baja_California_Wind | 0 | #N/A | CAISO_Wind | new_resolve | fillme_name,type,mw | 0 | 1 | 0 | wind_low_cf
template_list | Pacific_Northwest_Wind | 0 | #N/A | CAISO_Wind | new_resolve | fillme_name,type,mw | 0 | 1 | 0 | wind_low_cf
template_list | Idaho_Wind | 0 | #N/A | CAISO_Wind | new_resolve | fillme_name,type,mw | 0 | 1 | 0 | wind_low_cf
template_list | Utah_Wind | 0 | #N/A | CAISO_Wind | new_resolve | fillme_name,type,mw | 0 | 1 | 0 | wind_low_cf
template_list | Wyoming_Wind | 0 | #N/A | CAISO_Wind | new_resolve | fillme_name,type,mw | 0 | 1 | 0 | wind_high_cf
template_list | Arizona_Wind | 0 | #N/A | CAISO_Wind | new_resolve | fillme_name,type,mw | 0 | 1 | 0 | wind_low_cf
template_list | New_Mexico_Wind | 0 | #N/A | CAISO_Wind | new_resolve | fillme_name,type,mw | 0 | 1 | 0 | wind_high_cf
template_list | SCADSNV_Wind | 0 | #N/A | CAISO_Wind | new_resolve | fillme_name,type,mw | 0 | 1 | 0 | wind_low_cf
template_list | new_generic_wind | 0 | #N/A | CAISO_Wind | new_generic | none | 0 | 1 | 0 | wind_low_cf
template_list | VOYAGR_2_VOYWD2 | 0 | 128.7 | CAISO_Wind | physical | none | 0 | 1 | 1 | wind_low_cf
template_list | USWNDR_2_SMUD2 | Solano Wind Project Phase 3 | 127.8 | CAISO_Wind | physical | none | 1 | 0 | 1 | wind_low_cf
template_list | TULEWD_1_TULWD1 | Tule Wind | 127.6 | CAISO_Wind | physical | none | 1 | 0 | 1 | wind_low_cf
template_list | Musselshell Wind Two | 0 | 106.5 | CAISO_Wind | physical | none | 1 | 0 | 1 | wind_low_cf
template_list | Energia Sierra Juarez 2 US LLC | Energia Sierra Juarez 2 US LLC | 105 | CAISO_Wind | physical | none | 0 | 1 | 0 | wind_low_cf
template_list | WestButteWind | West Butte Wind Power Project-WB-1 | 104 | CAISO_Wind | physical | none | 1 | 0 | 1 | wind_low_cf
template_list | USWNDR_2_SMUD | SOLANO WIND FARM | 102.18 | CAISO_Wind | physical | none | 1 | 0 | 1 | wind_low_cf
template_list | Three Mile Canyon | 0 | 100 | CAISO_Wind | physical | none | 1 | 0 | 1 | wind_low_cf
template_list | WHTWTR_1_WINDA1 | Whitewater Hill Wind Project | 61.5 | CAISO_Wind | physical | none | 1 | 0 | 1 | wind_low_cf
template_list | USWND2_1_WIND3 | Golden Hills C | 46 | CAISO_Wind | physical | none | 1 | 0 | 1 | wind_low_cf
template_list | VOYAGR_2_VOYWD3 | 0 | 43.2 | CAISO_Wind | physical | none | 1 | 0 | 1 | wind_low_cf
template_list | CABZON_1_WINDA1 | Cabazon Wind Project | 41 | CAISO_Wind | physical | none | 1 | 0 | 1 | wind_low_cf
template_list | TRANWND_25637_QF | TRANWND_25637 | 40 | CAISO_Wind | physical | none | 1 | 0 | 1 | wind_low_cf
template_list | MORWD_6_QF | 0 | 38.16 | CAISO_Wind | physical | none | 1 | 0 | 1 | wind_low_cf
template_list | SANWD_1_QF | 0 | 31 | CAISO_Wind | physical | none | 1 | 0 | 1 | wind_low_cf
template_list | OAKWD_6_QF | 0 | 27.87 | CAISO_Wind | physical | none | 1 | 0 | 1 | wind_low_cf
template_list | FLOWD_2_RT2WD2 | Ridgetop 2 | 27.39 | CAISO_Wind | physical | none | 1 | 0 | 1 | wind_low_cf
template_list | GARNET_1_WINDS | Garnet Winds Aggregation | 22.5 | CAISO_Wind | physical | none | 1 | 0 | 1 | wind_low_cf
template_list | MTWIND_1_UNIT 2 | Mountain View Power Project II | 22.2 | CAISO_Wind | physical | none | 1 | 0 | 1 | wind_low_cf
template_list | VOYAGR_2_VOYWD4 | 0 | 21.6 | CAISO_Wind | physical | none | 0 | 1 | 1 | wind_low_cf
template_list | TEHAPI_2_WIND2 | Wind Wall Monolith 2 | 21.24 | CAISO_Wind | physical | none | 1 | 0 | 1 | wind_low_cf
template_list | VENWD_1_WIND3 | Painted Hills Windpark | 19.04 | CAISO_Wind | physical | none | 1 | 0 | 1 | wind_low_cf
template_list | SpanishForkWind2 | Spanish Fork Wind Park 2 LLC-1 | 19 | CAISO_Wind | physical | none | 1 | 0 | 1 | wind_low_cf
template_list | BUCKWD_1_QF | 0 | 16.5 | CAISO_Wind | physical | none | 1 | 0 | 1 | wind_low_cf
template_list | VENWD_1_WIND2 | Windpark Unlimited 2 | 16.05 | CAISO_Wind | physical | none | 1 | 0 | 1 | wind_low_cf
template_list | TEHAPI_2_WIND1 | Wind Wall Monolith 1 | 14.89 | CAISO_Wind | physical | none | 1 | 0 | 1 | wind_low_cf
template_list | GARNET_2_WIND3 | San Gorgonio East | 12.6 | CAISO_Wind | physical | none | 1 | 0 | 1 | wind_low_cf
template_list | GARNET_2_WIND2 | Karen Avenue Wind Farm | 11.7 | CAISO_Wind | physical | none | 1 | 0 | 1 | wind_low_cf
template_list | Fairfield_Wind | Fairfield Wind-1 | 10 | CAISO_Wind | physical | none | 1 | 0 | 1 | wind_low_cf
template_list | ParqueEolico | Parque Eolico Rumorosa-1 | 10 | CAISO_Wind | physical | none | 1 | 0 | 1 | wind_low_cf
template_list | RENWD_1_QF | 0 | 10 | CAISO_Wind | physical | none | 1 | 0 | 1 | wind_low_cf
template_list | Graycliff Wind Prime | 0 | 9.7 | CAISO_Wind | physical | none | 1 | 0 | 1 | wind_low_cf
template_list | VENWD_1_WIND1 | Windpark Unlimited 1 | 9.43 | CAISO_Wind | physical | none | 1 | 0 | 1 | wind_low_cf
template_list | GARNET_2_DIFWD1 | Difwind | 7.88 | CAISO_Wind | physical | none | 0 | 1 | 1 | wind_low_cf
template_list | DTCHWD_2_BT4WND | Brookfield Tehachapi 4 | 6.52 | CAISO_Wind | physical | none | 1 | 0 | 1 | wind_low_cf
template_list | NZWIND_2_WDSTR5 | Windstream 6111 | 6.31 | CAISO_Wind | physical | none | 1 | 0 | 1 | wind_low_cf
template_list | GARNET_2_WPMWD6 | WINTEC PALM | 5.93 | CAISO_Wind | physical | none | 0 | 1 | 1 | wind_low_cf
template_list | MONLTS_2_MONWD6 | Monolith 6 | 5.25 | CAISO_Wind | physical | none | 0 | 1 | 1 | wind_low_cf
template_list | MONLTS_2_MONWD7 | Monolith 7 | 4.76 | CAISO_Wind | physical | none | 0 | 1 | 1 | wind_low_cf
template_list | MONLTS_2_MONWD4 | Monolith 4 | 4.75 | CAISO_Wind | physical | none | 0 | 1 | 1 | wind_low_cf
template_list | DTCHWD_2_BT3WND | Brookfield Tehachapi 3 | 4.5 | CAISO_Wind | physical | none | 1 | 0 | 1 | wind_low_cf
template_list | MONLTS_2_MONWD5 | Monolith 5 | 4.04 | CAISO_Wind | physical | none | 0 | 1 | 1 | wind_low_cf
template_list | NZWIND_6_WDSTR | Windstream 39 | 3.35 | CAISO_Wind | physical | none | 1 | 0 | 1 | wind_low_cf
template_list | WSTWND_2_M89WD1 | Mojave 89 | 88.5 | CAISO_Wind | physical | none | 0 | 1 | 1 | wind_low_cf
template_list | USWNDR_2_LABWD1 | LaBrisa Wind Project | 9 | CAISO_Wind | physical | none | 1 | 0 | 1 | wind_low_cf
added | existing_generic_wind |  | #N/A | CAISO_Wind | existing_generic | none | 0 | 1 | 1 | wind_low_cf
ruling_list | ADLIN_1_UNITS | Geysers - 2010 - 50/250/425 MW | 250 | CAISO_Geothermal | physical | none | 1 | 0 | 1 | geothermal
ruling_list | GYS5X6_7_UNITS | Geysers Power Company, LLC (f/k/a 3107) | 225 | CAISO_Geothermal | physical | none | 1 | 0 | 1 | geothermal
ruling_list | CALGEN_1_UNITS | Coso Clean Power, LLC (f/k/a 3008,3029,3030) | 204 | CAISO_Geothermal | physical | none | 1 | 0 | 1 | geothermal
ruling_list | Geysers 2008 (175 MW) | Geysers 2008 (175 MW) | 175 | CAISO_Geothermal | physical | none | 1 | 0 | 1 | geothermal
ruling_list | BLM_2_UNITS | Coso Energy Developers (BLM) | 75 | CAISO_Geothermal | physical | none | 1 | 0 | 1 | geothermal
ruling_list | MIRAGE_2_COCHLA | Ormesa Geothermal I, II, GEM | 63 | CAISO_Geothermal | physical | none | 1 | 0 | 1 | geothermal
ruling_list | CONTRL_1_OXBOW | Terra-Gen Dixie Valley, LLC (f/k/a 3011) | 60 | CAISO_Geothermal | physical | none | 1 | 0 | 1 | geothermal
ruling_list | Heber Geothermal Company | Heber Geothermal Company | 52 | CAISO_Geothermal | physical | none | 1 | 0 | 1 | geothermal
ruling_list | Geysers Power Company, LLC | Geysers Power Company, LLC | 50 | CAISO_Geothermal | physical | none | 1 | 0 | 1 | geothermal
ruling_list | Salton Sea Unit 5 | Salton Sea Unit 5 | 49.9 | CAISO_Geothermal | physical | none | 1 | 0 | 1 | geothermal
ruling_list | NCPA_7_GP2UN3 | Geothermal 2 | 42.42 | CAISO_Geothermal | physical | none | 1 | 0 | 1 | geothermal
ruling_list | NCPA_7_GP1UN1 | Geothermal 1 | 38.85 | CAISO_Geothermal | physical | none | 1 | 0 | 1 | geothermal
ruling_list | ORNI 18, LLC | ORNI 18, LLC | 33.178 | CAISO_Geothermal | physical | none | 1 | 0 | 1 | geothermal
ruling_list | Thermo No.1 BE-01 | Thermo No.1 BE-01 | 15 | CAISO_Geothermal | physical | none | 1 | 0 | 1 | geothermal
ruling_list | CONTRL_1_CASAD3 | Mammoth G3 - RAM 1 | 14 | CAISO_Geothermal | physical | none | 1 | 0 | 1 | geothermal
ruling_list | CONTRL_1_QF | Mammoth Pacific L P II (MP2) | 13.4 | CAISO_Geothermal | physical | none | 1 | 0 | 1 | geothermal
ruling_list | Calpine Geysers | Calpine Geysers | 13 | CAISO_Geothermal | physical | none | 1 | 0 | 1 | geothermal
ruling_list | CONTRL_1_CASAD1 | Mammoth G1 - RAM 2 | 10 | CAISO_Geothermal | physical | none | 1 | 0 | 1 | geothermal
ruling_list | Wendel Energy Operations 1, LLC | Wendel Energy Operations 1, LLC | 0.7 | CAISO_Geothermal | physical | none | 1 | 0 | 1 | geothermal
ruling_list | WINAMD_6_UNIT 1 | Amedee Geothermal Venture 1 PURPA | 0.69 | CAISO_Geothermal | physical | none | 1 | 0 | 1 | geothermal
template_list | V3 GEN | SMALL GEN UNKNOWN | 3.1 | IID_Solar | physical | none | 0 | 1 | 1 | solar
template_list | Grayson CT8BC | Grayson 8BC | 68 | LDWP_Peaker | physical | none | 0 | 1 | 0 | thermal
template_list | Milford Wind 3 | Milford Wind Corridor Project III 1 | 100.5 | LDWP_Wind | physical | none | 0 | 1 | 0 | wind_low_cf
template_list | Milford Wind 4 | Milford Wind 4 | 100.5 | LDWP_Wind | physical | none | 0 | 1 | 0 | wind_low_cf
template_list | Milford Wind 5 | Milford Wind 5 | 100.5 | LDWP_Wind | physical | none | 0 | 1 | 0 | wind_low_cf
ruling_list | Vistra Moss Landing Energy Storage | Vistra Moss Landing Energy Storage | 300 | CAISO_Li_Battery | physical | none | 1 | 0 | 0 | battery
ruling_list | Moss Landing Energy Storage | Moss Landing Energy Storage | 182.5 | CAISO_Li_Battery | physical | none | 1 | 0 | 0 | battery
ruling_list | AES Alamitos ES | AES Alamitos ES | 100 | CAISO_Li_Battery | physical | none | 1 | 0 | 0 | battery
ruling_list | Strata Saticoy, LLC | Strata Saticoy, LLC | 100 | CAISO_Li_Battery | physical | none | 1 | 0 | 0 | battery
ruling_list | SGIP-SCE | SGIP-SCE | 96 | CAISO_Li_Battery | physical | none | 1 | 0 | 1 | battery
ruling_list | Stem Energy DRES - 402040 | Stem Energy DRES - 402040 | 78 | CAISO_Li_Battery | physical | none | 1 | 0 | 0 | battery
ruling_list | Hummingbird Energy Storage | Hummingbird Energy Storage | 75 | CAISO_Li_Battery | physical | none | 1 | 0 | 0 | battery
ruling_list | Diablo Energy Storage | Diablo Energy Storage | 50 | CAISO_Li_Battery | physical | none | 1 | 0 | 0 | battery
ruling_list | SGIP-PG&E | SGIP-PG&E | 43.318 | CAISO_Li_Battery | physical | none | 1 | 0 | 1 | battery
ruling_list | AltaGas Power Holdings (U.S.) Inc. | AltaGas Power Holdings (U.S.) Inc. | 40 | CAISO_Li_Battery | physical | none | 1 | 0 | 0 | battery
ruling_list | Lake Hodges Contract | Lake Hodges Contract | 40 | CAISO_Li_Battery | physical | none | 1 | 0 | 0 | battery
ruling_list | expedited energy storage - distribution | expedited energy storage - distribution | 37.5 | CAISO_Li_Battery | physical | none | 1 | 0 | 0 | battery
ruling_list | SGIPSGIP-SDGE | SGIPSGIP-SDGE | 30 | CAISO_Li_Battery | physical | none | 1 | 0 | 1 | battery
ruling_list | Miramar BESS | Miramar BESS | 30 | CAISO_Li_Battery | physical | none | 1 | 0 | 0 | battery
ruling_list | HEBT WLA1 DRES | HEBT WLA1 DRES | 25 | CAISO_Li_Battery | physical | none | 1 | 0 | 1 | battery
ruling_list | Cascade Energy Storage | Cascade Energy Storage | 25 | CAISO_Li_Battery | physical | none | 1 | 0 | 0 | battery
ruling_list | AltaGas Pomona Energy Inc. - Pomona battery storage 1 - ES004 | AltaGas Pomona Energy Inc. - Pomona battery storage 1 - ES004 | 20 | CAISO_Li_Battery | physical | none | 1 | 0 | 0 | battery
ruling_list | Tesla - Mira Loma | Tesla - Mira Loma | 20 | CAISO_Li_Battery | physical | none | 1 | 0 | 0 | battery
ruling_list | Convergent OCES 1 | Convergent OCES 1 | 20 | CAISO_Li_Battery | physical | none | 1 | 0 | 0 | battery
ruling_list | Llagas Energy Storage | Llagas Energy Storage | 20 | CAISO_Li_Battery | physical | none | 1 | 0 | 0 | battery
ruling_list | HEBT WLA2 DRES | HEBT WLA2 DRES | 15 | CAISO_Li_Battery | physical | none | 1 | 0 | 1 | battery
ruling_list | Swell Energy VPP Fund 2019-I LLC | Swell Energy VPP Fund 2019-I LLC | 14 | CAISO_Li_Battery | physical | none | 1 | 0 | 0 | battery
ruling_list | Silverstrand Grid, LLC | Silverstrand Grid, LLC | 11 | CAISO_Li_Battery | physical | none | 1 | 0 | 0 | battery
ruling_list | 2014 SGIP-SCE | 2014 SGIP-SCE | 10.8 | CAISO_Li_Battery | physical | none | 1 | 0 | 1 | battery
ruling_list | Powin SBI, LLC | Powin SBI, LLC | 10 | CAISO_Li_Battery | physical | none | 1 | 0 | 0 | battery
ruling_list | HEJF1 | HEJF1 | 10 | CAISO_Li_Battery | physical | none | 1 | 0 | 1 | battery
ruling_list | SCE EGT - Grapeland | SCE EGT - Grapeland | 10 | CAISO_Li_Battery | physical | none | 1 | 0 | 0 | battery
ruling_list | SCE EGT - Center | SCE EGT - Center | 10 | CAISO_Li_Battery | physical | none | 1 | 0 | 0 | battery
ruling_list | Painter Energy Storage, LLC | Painter Energy Storage, LLC | 10 | CAISO_Li_Battery | physical | none | 1 | 0 | 0 | battery
ruling_list | Enel Bella Energy Storage, LLC | Enel Bella Energy Storage, LLC | 10 | CAISO_Li_Battery | physical | none | 1 | 0 | 0 | battery
ruling_list | Orni 34 LLC | Orni 34 LLC | 10 | CAISO_Li_Battery | physical | none | 1 | 0 | 0 | battery
ruling_list | Henrietta D Energy Storage | Henrietta D Energy Storage | 10 | CAISO_Li_Battery | physical | none | 1 | 0 | 0 | battery
ruling_list | mNOC AERS Energy Storage | mNOC AERS Energy Storage | 10 | CAISO_Li_Battery | physical | none | 1 | 0 | 0 | battery
ruling_list | Convergent OCES 2 | Convergent OCES 2 | 9 | CAISO_Li_Battery | physical | none | 1 | 0 | 0 | battery
ruling_list | Fallbrook BESS | Fallbrook BESS | 8.85 | CAISO_Li_Battery | physical | none | 1 | 0 | 0 | battery
ruling_list | Tehachapi Storage Project (TSP) | Tehachapi Storage Project (TSP) | 8 | CAISO_Li_Battery | physical | none | 1 | 0 | 0 | battery
ruling_list | Stem Energy DRES - 402039 | Stem Energy DRES - 402039 | 7 | CAISO_Li_Battery | physical | none | 1 | 0 | 0 | battery
ruling_list | Don Lee BSS | Don Lee BSS | 6.5 | CAISO_Li_Battery | physical | none | 1 | 0 | 0 | battery
ruling_list | 2012 GRC Energy storage - distribution | 2012 GRC Energy storage - distribution | 6.15 | CAISO_Li_Battery | physical | none | 1 | 0 | 0 | battery
ruling_list | Convergent OCES 3 | Convergent OCES 3 | 6 | CAISO_Li_Battery | physical | none | 1 | 0 | 0 | battery
ruling_list | HEBT Irvine1 DRES | HEBT Irvine1 DRES | 5 | CAISO_Li_Battery | physical | none | 1 | 0 | 0 | battery
ruling_list | HEBT Irvine2 DRES | HEBT Irvine2 DRES | 5 | CAISO_Li_Battery | physical | none | 1 | 0 | 0 | battery
ruling_list | Swell Energy Fund 1 | Swell Energy Fund 1 | 5 | CAISO_Li_Battery | physical | none | 1 | 0 | 0 | battery
ruling_list | HEJF2 | HEJF2 | 5 | CAISO_Li_Battery | physical | none | 1 | 0 | 1 | battery
ruling_list | Yerba Buena Battery Energy Storage System | Yerba Buena Battery Energy Storage System | 4 | CAISO_Li_Battery | physical | none | 1 | 0 | 0 | battery
ruling_list | Capristrano Energy Storage | Capristrano Energy Storage | 4 | CAISO_Li_Battery | physical | none | 1 | 0 | 0 | battery
ruling_list | Pomerado energy storage | Pomerado energy storage | 3 | CAISO_Li_Battery | physical | none | 1 | 0 | 0 | battery
ruling_list | Mercury 4 | Mercury 4 | 2.8 | CAISO_Li_Battery | physical | none | 1 | 0 | 0 | battery
ruling_list | Distribution Energy Storage Integration ("DESI") 1 | Distribution Energy Storage Integration ("DESI") 1 | 2.4 | CAISO_Li_Battery | physical | none | 1 | 0 | 0 | battery
ruling_list | Powin Energy - Milligan ESS 1 - ES001 | Powin Energy - Milligan ESS 1 - ES001 | 2 | CAISO_Li_Battery | physical | none | 1 | 0 | 0 | battery
ruling_list | Irvine Smart Grid-Containerized Energy Storage | Irvine Smart Grid-Containerized Energy Storage | 2 | CAISO_Li_Battery | physical | none | 1 | 0 | 0 | battery
ruling_list | Vaca-Dixon Battery Energy Storage System | Vaca-Dixon Battery Energy Storage System | 2 | CAISO_Li_Battery | physical | none | 1 | 0 | 0 | battery
ruling_list | Ice Bear PLS - 431058 | Ice Bear PLS - 431058 | 1.92 | CAISO_Li_Battery | physical | none | 1 | 0 | 0 | battery
ruling_list | Ice Bear PLS - 431061 | Ice Bear PLS - 431061 | 1.92 | CAISO_Li_Battery | physical | none | 1 | 0 | 0 | battery
ruling_list | Ice Bear PLS - 431064 | Ice Bear PLS - 431064 | 1.92 | CAISO_Li_Battery | physical | none | 1 | 0 | 0 | battery
ruling_list | Ice Bear PLS - 431067 | Ice Bear PLS - 431067 | 1.92 | CAISO_Li_Battery | physical | none | 1 | 0 | 0 | battery
ruling_list | Ice Bear PLS - 431070 | Ice Bear PLS - 431070 | 1.92 | CAISO_Li_Battery | physical | none | 1 | 0 | 0 | battery
ruling_list | Gonzales Bank 4 | Gonzales Bank 4 | 1.75 | CAISO_Li_Battery | physical | none | 1 | 0 | 0 | battery
ruling_list | PLS/TES - Mt San Antonio College | PLS/TES - Mt San Antonio College | 1.5 | CAISO_Li_Battery | physical | none | 1 | 0 | 0 | battery
ruling_list | Distribution Energy Storage Integration ("DESI") 2 | Distribution Energy Storage Integration ("DESI") 2 | 1.4 | CAISO_Li_Battery | physical | none | 1 | 0 | 0 | battery
ruling_list | W Power - Stanton - 1 | W Power - Stanton - 1 | 1.3 | CAISO_Li_Battery | physical | none | 1 | 0 | 0 | battery
ruling_list | Ice Bear PLS - 431145 | Ice Bear PLS - 431145 | 1.28 | CAISO_Li_Battery | physical | none | 1 | 0 | 0 | battery
ruling_list | Ice Bear PLS - 431148 | Ice Bear PLS - 431148 | 1.28 | CAISO_Li_Battery | physical | none | 1 | 0 | 0 | battery
ruling_list | Ice Bear PLS - 431151 | Ice Bear PLS - 431151 | 1.28 | CAISO_Li_Battery | physical | none | 1 | 0 | 0 | battery
ruling_list | Ice Bear PLS - 431154 | Ice Bear PLS - 431154 | 1.28 | CAISO_Li_Battery | physical | none | 1 | 0 | 0 | battery
ruling_list | Ice Bear PLS - 431157 | Ice Bear PLS - 431157 | 1.28 | CAISO_Li_Battery | physical | none | 1 | 0 | 0 | battery
ruling_list | Ice Bear PLS - 431163 | Ice Bear PLS - 431163 | 1.28 | CAISO_Li_Battery | physical | none | 1 | 0 | 0 | battery
ruling_list | Ice Bear PLS - 431166 | Ice Bear PLS - 431166 | 1.28 | CAISO_Li_Battery | physical | none | 1 | 0 | 0 | battery
ruling_list | PLS/TES - Lockheed Martin | PLS/TES - Lockheed Martin | 1.19 | CAISO_Li_Battery | physical | none | 1 | 0 | 0 | battery
ruling_list | PLS/TES - Molina Healthcare | PLS/TES - Molina Healthcare | 1.14 | CAISO_Li_Battery | physical | none | 1 | 0 | 0 | battery
ruling_list | Catalina Island Battery Storage | Catalina Island Battery Storage | 1 | CAISO_Li_Battery | physical | none | 1 | 0 | 0 | battery
ruling_list | Gonzales Bank 3 | Gonzales Bank 3 | 1 | CAISO_Li_Battery | physical | none | 1 | 0 | 0 | battery
ruling_list | PLS/TES - Long Beach Convention Center | PLS/TES - Long Beach Convention Center | 0.82 | CAISO_Li_Battery | physical | none | 1 | 0 | 0 | battery
ruling_list | PLS/TES - Golden West College | PLS/TES - Golden West College | 0.8 | CAISO_Li_Battery | physical | none | 1 | 0 | 0 | battery
ruling_list | PLS/TES - Chaffey College | PLS/TES - Chaffey College | 0.8 | CAISO_Li_Battery | physical | none | 1 | 0 | 0 | battery
ruling_list | PLS/TES - Cypress College | PLS/TES - Cypress College | 0.7 | CAISO_Li_Battery | physical | none | 1 | 0 | 0 | battery
ruling_list | V2G-LA AFB | V2G-LA AFB | 0.65 | CAISO_Li_Battery | physical | none | 1 | 0 | 1 | battery
ruling_list | PLS/TES - Santa Ana College Central | PLS/TES - Santa Ana College Central | 0.53 | CAISO_Li_Battery | physical | none | 1 | 0 | 0 | battery
ruling_list | Browns Valley Energy Storage | Browns Valley Energy Storage | 0.5 | CAISO_Li_Battery | physical | none | 1 | 0 | 0 | battery
ruling_list | Discovery Science Center | Discovery Science Center | 0.1 | CAISO_Li_Battery | physical | none | 1 | 0 | 0 | battery
ruling_list | Irvine Smart Grid- Residential ES Unit | Irvine Smart Grid- Residential ES Unit | 0.06 | CAISO_Li_Battery | physical | none | 1 | 0 | 0 | battery
ruling_list | Irvine Smart Grid-Community Energy Storge | Irvine Smart Grid-Community Energy Storge | 0.03 | CAISO_Li_Battery | physical | none | 1 | 0 | 0 | battery
ruling_list | Grayson 3-5 | Grayson 3-5 | 0 | LDWP_CCGT | physical | none | 1 | 0 | 1 | thermal
ruling_list | BRDWAY_7_UNIT 1 | Broadway Unit B-3 | 0 | LDWP_CCGT | physical | none | 1 | 0 | 1 | thermal
ruling_list | Magnolia Power Project (Biomethane portion) | Magnolia Power Project (Biomethane portion) | 0 | LDWP_CCGT | physical | none | 1 | 0 | 1 | thermal
ruling_list | VERNON_7_CTG1 | Malburg Generating Station | 0 | LDWP_CCGT | physical | none | 1 | 0 | 1 | thermal
added | sellers_choice |  | #N/A | sellers_choice | special | fillme_buyer, seller, approximate resource mix | 1 | 0 | fillme | unknown
ruling_list | RCKCRK_7_UNIT 2 | Rock Creek Powerhouse | 56.9 | CAISO_Small_Hydro | physical | none | 1 | 0 | 1 | hydro
ruling_list | DUTCH2_7_UNIT 1 | Nevada Irrigation District (NID) (RPS) - Dutch Flat / Rollins / Bowman | 42.6 | CAISO_Small_Hydro | physical | none | 1 | 0 | 1 | hydro
ruling_list | FRIANT_6_UNITS | Friant-Kern Hydro Facility (River Outlet, Madera Canal, F-K) | 30.57 | CAISO_Small_Hydro | physical | none | 1 | 0 | 1 | hydro
ruling_list | DMDVLY_1_GEN 1 | Diamond Valley Lake | 29.7 | CAISO_Small_Hydro | physical | none | 1 | 0 | 1 | hydro
ruling_list | Tieton | Tieton | 28.734 | CAISO_Small_Hydro | physical | none | 1 | 0 | 1 | hydro
ruling_list | KERRGN_1_UNIT 1 | Kern River No. 1 | 25.6 | CAISO_Small_Hydro | physical | none | 1 | 0 | 1 | hydro
ruling_list | KERKH1_7_UNIT 1 | Kerckhoff Powerhouse | 25.4 | CAISO_Small_Hydro | physical | none | 1 | 0 | 1 | hydro
ruling_list | FMEADO_7_UNIT | PCWA (RPS) - French Meadows / Oxbow / Hell Hole | 24.6 | CAISO_Small_Hydro | physical | none | 1 | 0 | 1 | hydro
ruling_list | ETIWND_6_MWDETI | Etiwanda - Metropolitan Water District (MWD) | 24 | CAISO_Small_Hydro | physical | none | 1 | 0 | 1 | hydro
ruling_list | PARDEB_2_UNIT 1 | Pardee Power Plant | 23.6 | CAISO_Small_Hydro | physical | none | 1 | 0 | 1 | hydro
ruling_list | KELYRG_6_UNIT | SFWP (RPS) - Sly Creek / Kelly Ridge | 23 | CAISO_Small_Hydro | physical | none | 1 | 0 | 1 | hydro
ruling_list | DUTCH1_7_UNIT 1 | Dutch Flat #1 Powerhouse | 22 | CAISO_Small_Hydro | physical | none | 1 | 0 | 1 | hydro
ruling_list | ELDORO_7_UNIT 1 | El Dorado Irrigation District | 22 | CAISO_Small_Hydro | physical | none | 1 | 0 | 1 | hydro
ruling_list | GRIZLY_1_UNIT 1 | Grizzly | 21 | CAISO_Small_Hydro | physical | none | 1 | 0 | 1 | hydro
ruling_list | WISHON_6_UNIT 1 | Wishon Powerhouse | 20 | CAISO_Small_Hydro | physical | none | 1 | 0 | 1 | hydro
ruling_list | DSABLA_7_UNIT | DeSabla Powerhouse | 18.5 | CAISO_Small_Hydro | physical | none | 1 | 0 | 1 | hydro
ruling_list | TULLCK_7_UNIT 1 | Tulloch | 17.1 | CAISO_Small_Hydro | physical | none | 1 | 0 | 1 | hydro
ruling_list | SNDBAR_7_UNIT 1 | Tri-Dam Authority | 16.2 | CAISO_Small_Hydro | physical | none | 1 | 0 | 1 | hydro
ruling_list | RIOBRV_6_UNIT 1 | Olcese Water District | 16 | CAISO_Small_Hydro | physical | none | 1 | 0 | 1 | hydro
ruling_list | BISHOP_1_UNITS | Bishop Creek No. 3 | 15.8 | CAISO_Small_Hydro | physical | none | 1 | 0 | 1 | hydro
ruling_list | HAYPRS_6_QFUNTS | Eif Haypress, LLC (Lwr) | 14.8 | CAISO_Small_Hydro | physical | none | 1 | 0 | 1 | hydro
ruling_list | WISE_1_UNIT 1 | Wise Powerhouse | 14.5 | CAISO_Small_Hydro | physical | none | 1 | 0 | 1 | hydro
ruling_list | WESTPT_2_UNIT | West Point Powerhouse | 14.5 | CAISO_Small_Hydro | physical | none | 1 | 0 | 1 | hydro
ruling_list | HALSEY_6_UNIT | Halsey Powerhouse | 13.5 | CAISO_Small_Hydro | physical | none | 1 | 0 | 1 | hydro
ruling_list | BISHOP_1_ALAMO | Bishop Creek No. 2 | 13.4 | CAISO_Small_Hydro | physical | none | 1 | 0 | 1 | hydro
ruling_list | COLEMN_2_UNIT | Coleman Powerhouse | 13 | CAISO_Small_Hydro | physical | none | 1 | 0 | 1 | hydro
ruling_list | MONTPH_7_UNITS | Solano Irrigation District (SID)(ID/WA) | 12.5 | CAISO_Small_Hydro | physical | none | 1 | 0 | 1 | hydro
ruling_list | VESTAL_6_QF | Daniel M. Bates | 12.3 | CAISO_Small_Hydro | physical | none | 1 | 0 | 1 | hydro
ruling_list | NAROW1_2_UNIT | Narrows #1 Powerhouse | 12 | CAISO_Small_Hydro | physical | none | 1 | 0 | 1 | hydro
ruling_list | NWCSTL_7_UNIT 1 | Newcastle Powerhouse | 12 | CAISO_Small_Hydro | physical | none | 1 | 0 | 1 | hydro
ruling_list | CONTRL_1_RUSHCK | Rush Creek | 11.94 | CAISO_Small_Hydro | physical | none | 1 | 0 | 1 | hydro
ruling_list | MONTPH_7_UNIT 1 | Solano Irrigation District (SID)(ID/WA) | 11.9 | CAISO_Small_Hydro | physical | none | 1 | 0 | 1 | hydro
ruling_list | KRNCNY_6_UNIT | Kern Canyon Powerhouse | 11.5 | CAISO_Small_Hydro | physical | none | 1 | 0 | 1 | hydro
ruling_list | BEARDS_7_UNIT 1 | Beardsley | 11.5 | CAISO_Small_Hydro | physical | none | 1 | 0 | 1 | hydro
ruling_list | MONLTH_6_BOREL | Borel | 11 | CAISO_Small_Hydro | physical | none | 1 | 0 | 1 | hydro
ruling_list | CONTRL_1_POOLE | Poole Plant | 10.9 | CAISO_Small_Hydro | physical | none | 1 | 0 | 1 | hydro
ruling_list | POTTER_6_UNIT 1 | Potter Valley Powerhouse | 9.2 | CAISO_Small_Hydro | physical | none | 1 | 0 | 1 | hydro
ruling_list | VOLTA_2_UNIT 1 | Volta 1 Powerhouse | 9.1 | CAISO_Small_Hydro | physical | none | 1 | 0 | 1 | hydro
ruling_list | HATCR1_7_UNIT | Hat Creek #1 Powerhouse | 8.5 | CAISO_Small_Hydro | physical | none | 1 | 0 | 1 | hydro
ruling_list | PLACVL_1_CHILIB | Chili Bar Powerhouse | 8.4 | CAISO_Small_Hydro | physical | none | 1 | 0 | 1 | hydro
ruling_list | INSKIP_2_UNIT | Inskip Powerhouse | 8 | CAISO_Small_Hydro | physical | none | 1 | 0 | 1 | hydro
ruling_list | DEERCR_6_UNIT 1 | Deer Creek Powerhouse | 7 | CAISO_Small_Hydro | physical | none | 1 | 0 | 1 | hydro
ruling_list | SPRGAP_1_UNIT 1 | Spring Gap Powerhouse | 7 | CAISO_Small_Hydro | physical | none | 1 | 0 | 1 | hydro
ruling_list | SPAULD_6_UNIT 1 | Spaulding #1 Powerhouse | 7 | CAISO_Small_Hydro | physical | none | 1 | 0 | 1 | hydro
ruling_list | COVERD_2_QFUNTS | Mega Renewables (Hatchet Crk) | 7 | CAISO_Small_Hydro | physical | none | 1 | 0 | 1 | hydro
ruling_list | SBERDO_2_SNTANA | Santa Ana No. 1 | 6.95 | CAISO_Small_Hydro | physical | none | 1 | 0 | 1 | hydro
ruling_list | SPAULD_6_UNIT 3 | Spaulding #3 Powerhouse | 6.5 | CAISO_Small_Hydro | physical | none | 1 | 0 | 1 | hydro
ruling_list | CNTRVL_6_UNIT | Centerville Powerhouse | 6.4 | CAISO_Small_Hydro | physical | none | 1 | 0 | 1 | hydro
ruling_list | SPRGVL_2_TULE | Tule Powerhouse | 6.4 | CAISO_Small_Hydro | physical | none | 1 | 0 | 1 | hydro
ruling_list | BLCKBT_2_STONEY | Black Butte | 6.2 | CAISO_Small_Hydro | physical | none | 1 | 0 | 1 | hydro
ruling_list | OLSEN_2_UNIT | Olsen Power Partners | 5.8 | CAISO_Small_Hydro | physical | none | 1 | 0 | 1 | hydro
ruling_list | CCRITA_7_RPPCHF | SDCWA - Rancho Penasquitos Hydro | 5.25 | CAISO_Small_Hydro | physical | none | 1 | 0 | 1 | hydro
ruling_list | Rugraw Inc. (Lassen Lodge Hydro) | Rugraw Inc. (Lassen Lodge Hydro) | 5 | CAISO_Small_Hydro | physical | none | 1 | 0 | 1 | hydro
ruling_list | ELKCRK_6_STONYG | Stony Gorge | 5 | CAISO_Small_Hydro | physical | none | 1 | 0 | 1 | hydro
ruling_list | RHONDO_2_QF | LA CO Flood Control District ** | 4.975 | CAISO_Small_Hydro | physical | none | 1 | 0 | 1 | hydro
ruling_list | HMLTBR_6_UNITS | Hamilton Branch Powerhouse | 4.9 | CAISO_Small_Hydro | physical | none | 1 | 0 | 1 | hydro
ruling_list | FROGTN_7_UTICA | Murphys | 4.5 | CAISO_Small_Hydro | physical | none | 1 | 0 | 1 | hydro
ruling_list | SPAULD_6_UNIT 2 | Spaulding #2 Powerhouse | 4.4 | CAISO_Small_Hydro | physical | none | 1 | 0 | 1 | hydro
ruling_list | CRNEVL_6_SJQN 3 | San Joaquin #3 Powerhouse | 4.2 | CAISO_Small_Hydro | physical | none | 1 | 0 | 1 | hydro
ruling_list | SBERDO_6_MILLCK | Mill Creek No. 1 | 3.93 | CAISO_Small_Hydro | physical | none | 1 | 0 | 1 | hydro
ruling_list | GYSRVL_7_WSPRNG | Warm Springs | 3.75 | CAISO_Small_Hydro | physical | none | 1 | 0 | 1 | hydro
ruling_list | BOWMN_6_HYDRO | Nevada Irrigation District/Bowman Hyroelectric Project | 3.6 | CAISO_Small_Hydro | physical | none | 1 | 0 | 1 | hydro
ruling_list | MERCFL_6_UNIT | Merced Falls Powerhouse | 3.5 | CAISO_Small_Hydro | physical | none | 1 | 0 | 1 | hydro
ruling_list | UKIAH_7_LAKEMN | Lake Mendocino | 3.5 | CAISO_Small_Hydro | physical | none | 1 | 0 | 1 | hydro
ruling_list | KILARC_2_UNIT 1 | Kilarc Powerhouse | 3.2 | CAISO_Small_Hydro | physical | none | 1 | 0 | 1 | hydro
ruling_list | CRNEVL_6_SJQN 2 | San Joaquin #2 Powerhouse | 3.2 | CAISO_Small_Hydro | physical | none | 1 | 0 | 1 | hydro
ruling_list | TKOPWR_2_UNIT | Tko Power (South Bear Creek) | 3 | CAISO_Small_Hydro | physical | none | 1 | 0 | 1 | hydro
ruling_list | CONTRL_1_LUNDY | Lundy | 3 | CAISO_Small_Hydro | physical | none | 1 | 0 | 1 | hydro
ruling_list | AZUSA_2_HYDRO | Azusa | 3 | CAISO_Small_Hydro | physical | none | 1 | 0 | 1 | hydro
ruling_list | TKOPWR_6_HYDRO | TKO Power Inc. (South Bear Creek) | 2.834 | CAISO_Small_Hydro | physical | none | 1 | 0 | 1 | hydro
ruling_list | ETIWND_2_FONTNA | Fontana | 2.56 | CAISO_Small_Hydro | physical | none | 1 | 0 | 1 | hydro
ruling_list | SPRGVL_2_TULESC | Tule River | 2.5 | CAISO_Small_Hydro | physical | none | 1 | 0 | 1 | hydro
ruling_list | RECTOR_2_KAWH 1 | Kaweah No. 1 | 2.25 | CAISO_Small_Hydro | physical | none | 1 | 0 | 1 | hydro
ruling_list | SPICER_1_UNIT 1 | Spicer | 2.2212 | CAISO_Small_Hydro | physical | none | 1 | 0 | 1 | hydro
ruling_list | LOWGAP_7_MATHEW | Humboldt Bay MWD | 2 | CAISO_Small_Hydro | physical | none | 1 | 0 | 1 | hydro
ruling_list | CLRKRD_6_LIMESD | Lime Saddle Powerhouse | 2 | CAISO_Small_Hydro | physical | none | 1 | 0 | 1 | hydro
ruling_list | COWCRK_2_UNIT | Cow Creek Powerhouse | 2 | CAISO_Small_Hydro | physical | none | 1 | 0 | 1 | hydro
ruling_list | PHOENX_1_UNIT | Phoenix Powerhouse | 2 | CAISO_Small_Hydro | physical | none | 1 | 0 | 1 | hydro
ruling_list | HATLOS_6_QFUNTS | Mega Renewables (Bidwell Ditch) | 2 | CAISO_Small_Hydro | physical | none | 1 | 0 | 1 | hydro
ruling_list | MSSION_2_QF | Badger Filtration Plant | 2 | CAISO_Small_Hydro | physical | none | 1 | 0 | 1 | hydro
ruling_list | SNCLRA_6_QF | Camrosa County Water District | 1.65 | CAISO_Small_Hydro | physical | none | 1 | 0 | 1 | hydro
ruling_list | Nimbus | Nimbus | 1.5687 | CAISO_Small_Hydro | physical | none | 1 | 0 | 1 | hydro
ruling_list | TOADTW_6_UNIT | Toadtown Powerhouse | 1.5 | CAISO_Small_Hydro | physical | none | 1 | 0 | 1 | hydro
ruling_list | City of Escondido - Bear Valley | City of Escondido - Bear Valley | 1.5 | CAISO_Small_Hydro | physical | none | 1 | 0 | 1 | hydro
ruling_list | BRDGVL_7_BAKER | Baker Creek Hydroelectric Project (SB32) | 1.495 | CAISO_Small_Hydro | physical | none | 1 | 0 | 1 | hydro
ruling_list | SPRGVL_2_QF | Lower Tule River Irrigation Dist. (f/k/a 4028) | 1.4 | CAISO_Small_Hydro | physical | none | 1 | 0 | 1 | hydro
ruling_list | BUCKCK_7_OAKFLT | Oak Flat Powerhouse | 1.3 | CAISO_Small_Hydro | physical | none | 1 | 0 | 1 | hydro
ruling_list | Calleguas MWD (East Portal Hydroelectric Generating Station, f/k/a 4022) | Calleguas MWD (East Portal Hydroelectric Generating Station, f/k/a 4022) | 1.25 | CAISO_Small_Hydro | physical | none | 1 | 0 | 1 | hydro
ruling_list | KANAKA_1_UNIT | Sts Hydropower Ltd. (Kanaka) | 1.1 | CAISO_Small_Hydro | physical | none | 1 | 0 | 1 | hydro
ruling_list | Browns Valley Irrigation District FiT | Browns Valley Irrigation District FiT | 1.04 | CAISO_Small_Hydro | physical | none | 1 | 0 | 1 | hydro
ruling_list | BNNIEN_7_ALTAPH | Alta Powerhouse | 1 | CAISO_Small_Hydro | physical | none | 1 | 0 | 1 | hydro
ruling_list | VOLTA_2_UNIT 2 | Volta 2 Powerhouse | 1 | CAISO_Small_Hydro | physical | none | 1 | 0 | 1 | hydro
ruling_list | Calleguas MWD (Springville Hydro) (f/k/a 4152) | Calleguas MWD (Springville Hydro) (f/k/a 4152) | 1 | CAISO_Small_Hydro | physical | none | 1 | 0 | 1 | hydro
ruling_list | CLOVER_2_UNIT | Hydro Partners (Clover Creek) | 0.999 | CAISO_Small_Hydro | physical | none | 1 | 0 | 1 | hydro
ruling_list | Mill Sulphur Creek Project (SB32) (ReMAT) | Mill Sulphur Creek Project (SB32) (ReMAT) | 0.995 | CAISO_Small_Hydro | physical | none | 1 | 0 | 1 | hydro
ruling_list | LOWGAP_1_SUPHR | Mill & Sulphur Creek | 0.995 | CAISO_Small_Hydro | physical | none | 1 | 0 | 1 | hydro
ruling_list | BUCKCK_2_HYDRO | Lassen Station Hydro (SB32) | 0.995 | CAISO_Small_Hydro | physical | none | 1 | 0 | 1 | hydro
ruling_list | Wolfsen Bypass FiT | Wolfsen Bypass FiT | 0.98 | CAISO_Small_Hydro | physical | none | 1 | 0 | 1 | hydro
ruling_list | STOREY_2_MDRCH4 | Site 1923 (Madera Chowchilla) | 0.92 | CAISO_Small_Hydro | physical | none | 1 | 0 | 1 | hydro
ruling_list | CURTIS_1_CANLCK | Canal Creek Power Plant (RETA) | 0.9 | CAISO_Small_Hydro | physical | none | 1 | 0 | 1 | hydro
ruling_list | CRNEVL_6_CRNVA | Crane Valley Powerhouse | 0.9 | CAISO_Small_Hydro | physical | none | 1 | 0 | 1 | hydro
ruling_list | Monte Vista Water District (f/k/a 4147) | Monte Vista Water District (f/k/a 4147) | 0.865 | CAISO_Small_Hydro | physical | none | 1 | 0 | 1 | hydro
ruling_list | Isabella Fishflow Hydroelectric Project LLC | Isabella Fishflow Hydroelectric Project LLC | 0.86 | CAISO_Small_Hydro | physical | none | 1 | 0 | 1 | hydro
ruling_list | METCLF_1_QF | Santa Clara Valley Water Dist. | 0.8 | CAISO_Small_Hydro | physical | none | 1 | 0 | 1 | hydro
ruling_list | MOORPK_6_QF | Calleguas MWD (Conejos, f/k/a 4010) | 0.8 | CAISO_Small_Hydro | physical | none | 1 | 0 | 1 | hydro
ruling_list | Gibralter Conduit Hydroelectric Plant (f/k/a 4012) | Gibralter Conduit Hydroelectric Plant (f/k/a 4012) | 0.75 | CAISO_Small_Hydro | physical | none | 1 | 0 | 1 | hydro
ruling_list | VOLTA_6_DIGHYD | Digger Creek Hydro | 0.65 | CAISO_Small_Hydro | physical | none | 1 | 0 | 1 | hydro
ruling_list | San Luis Bypass FiT | San Luis Bypass FiT | 0.6 | CAISO_Small_Hydro | physical | none | 1 | 0 | 1 | hydro
ruling_list | Tunnel Hill Hydroelectric Project | Tunnel Hill Hydroelectric Project | 0.6 | CAISO_Small_Hydro | physical | none | 1 | 0 | 1 | hydro
ruling_list | STOREY_2_MDRCH2 | Site 1174 (Madera Chowchilla) | 0.563 | CAISO_Small_Hydro | physical | none | 1 | 0 | 1 | hydro
ruling_list | T&G Hydro | T&G Hydro | 0.52 | CAISO_Small_Hydro | physical | none | 1 | 0 | 1 | hydro
ruling_list | Three Valleys MWD (Miramar) | Three Valleys MWD (Miramar) | 0.52 | CAISO_Small_Hydro | physical | none | 1 | 0 | 1 | hydro
ruling_list | CTNWDP_1_QF | Hat Creek Hereford Ranch | 0.5 | CAISO_Small_Hydro | physical | none | 1 | 0 | 1 | hydro
ruling_list | CSCHYD_2_UNIT 2 | High Line Canal | 0.5 | CAISO_Small_Hydro | physical | none | 1 | 0 | 1 | hydro
ruling_list | Eagle Hydro | Eagle Hydro | 0.48 | CAISO_Small_Hydro | physical | none | 1 | 0 | 1 | hydro
ruling_list | Olivenhain Municipal Water District | Olivenhain Municipal Water District | 0.45 | CAISO_Small_Hydro | physical | none | 1 | 0 | 1 | hydro
ruling_list | Graeagle | Graeagle | 0.44 | CAISO_Small_Hydro | physical | none | 1 | 0 | 1 | hydro
ruling_list | Stampede | Stampede | 0.42414 | CAISO_Small_Hydro | physical | none | 1 | 0 | 1 | hydro
ruling_list | STOREY_2_MDRCH3 | Site 1302 (Madera Chowchilla) | 0.424 | CAISO_Small_Hydro | physical | none | 1 | 0 | 1 | hydro
ruling_list | CRNEVL_6_SJQN 1 | San Joaquin #1-A Powerhouse | 0.4 | CAISO_Small_Hydro | physical | none | 1 | 0 | 1 | hydro
ruling_list | Buckeye Hydroelectric Project | Buckeye Hydroelectric Project | 0.4 | CAISO_Small_Hydro | physical | none | 1 | 0 | 1 | hydro
ruling_list | GOLETA_2_QF | Montecito Water District | 0.4 | CAISO_Small_Hydro | physical | none | 1 | 0 | 1 | hydro
ruling_list | McFadden Hydroelectric Facility (SB32) | McFadden Hydroelectric Facility (SB32) | 0.356 | CAISO_Small_Hydro | physical | none | 1 | 0 | 1 | hydro
ruling_list | City of Oceanside - San Francisco Peak Hydro Plant | City of Oceanside - San Francisco Peak Hydro Plant | 0.35 | CAISO_Small_Hydro | physical | none | 1 | 0 | 1 | hydro
ruling_list | Vecino Vineyards FiT | Vecino Vineyards FiT | 0.33 | CAISO_Small_Hydro | physical | none | 1 | 0 | 1 | hydro
ruling_list | California Water Service Company (PV Station 37) | California Water Service Company (PV Station 37) | 0.325 | CAISO_Small_Hydro | physical | none | 1 | 0 | 1 | hydro
ruling_list | PCWA- Lincoln Metering and Hydroelectric Station | PCWA- Lincoln Metering and Hydroelectric Station | 0.32 | CAISO_Small_Hydro | physical | none | 1 | 0 | 1 | hydro
ruling_list | Arbuckle Mountain Hydro | Arbuckle Mountain Hydro | 0.3 | CAISO_Small_Hydro | physical | none | 1 | 0 | 1 | hydro
ruling_list | Cedar Flat | Cedar Flat | 0.3 | CAISO_Small_Hydro | physical | none | 1 | 0 | 1 | hydro
ruling_list | White Mountain Ranch LLC (f/k/a 4006) | White Mountain Ranch LLC (f/k/a 4006) | 0.29 | CAISO_Small_Hydro | physical | none | 1 | 0 | 1 | hydro
ruling_list | Goose Valley Hydro (SB32) | Goose Valley Hydro (SB32) | 0.28 | CAISO_Small_Hydro | physical | none | 1 | 0 | 1 | hydro
ruling_list | Eric And Debbie Wattenburg | Eric And Debbie Wattenburg | 0.275 | CAISO_Small_Hydro | physical | none | 1 | 0 | 1 | hydro
ruling_list | Calleguas MWD - Unit 3 (Santa Rosa) | Calleguas MWD - Unit 3 (Santa Rosa) | 0.25 | CAISO_Small_Hydro | physical | none | 1 | 0 | 1 | hydro
ruling_list | Bishop Tungsten Development, LLC | Bishop Tungsten Development, LLC | 0.25 | CAISO_Small_Hydro | physical | none | 1 | 0 | 1 | hydro
ruling_list | Goleta Water District (Van Horne) (f/k/a 4055) | Goleta Water District (Van Horne) (f/k/a 4055) | 0.25 | CAISO_Small_Hydro | physical | none | 1 | 0 | 1 | hydro
ruling_list | Clover Leaf | Clover Leaf | 0.2 | CAISO_Small_Hydro | physical | none | 1 | 0 | 1 | hydro
ruling_list | BARRE_2_QF | City of Santa Ana | 0.2 | CAISO_Small_Hydro | physical | none | 1 | 0 | 1 | hydro
ruling_list | VISTA_6_QF | San Bernardino MWD | 0.18 | CAISO_Small_Hydro | physical | none | 1 | 0 | 1 | hydro
ruling_list | Richard Moss | Richard Moss | 0.155 | CAISO_Small_Hydro | physical | none | 1 | 0 | 1 | hydro
ruling_list | Mini Hydro | Mini Hydro | 0.15 | CAISO_Small_Hydro | physical | none | 1 | 0 | 1 | hydro
ruling_list | Walnut Valley Water District | Walnut Valley Water District | 0.125 | CAISO_Small_Hydro | physical | none | 1 | 0 | 1 | hydro
ruling_list | Cox Ave Hydro | Cox Ave Hydro | 0.112 | CAISO_Small_Hydro | physical | none | 1 | 0 | 1 | hydro
ruling_list | Steve & Bonnie Tetrick | Steve & Bonnie Tetrick | 0.1 | CAISO_Small_Hydro | physical | none | 1 | 0 | 1 | hydro
ruling_list | David O. Harde | David O. Harde | 0.1 | CAISO_Small_Hydro | physical | none | 1 | 0 | 1 | hydro
ruling_list | Calaveras PUD-Hydro #1 | Calaveras PUD-Hydro #1 | 0.09 | CAISO_Small_Hydro | physical | none | 1 | 0 | 1 | hydro
ruling_list | Calaveras PUD-Hydro #2 | Calaveras PUD-Hydro #2 | 0.09 | CAISO_Small_Hydro | physical | none | 1 | 0 | 1 | hydro
ruling_list | Calaveras PUD-Hydro #3 | Calaveras PUD-Hydro #3 | 0.09 | CAISO_Small_Hydro | physical | none | 1 | 0 | 1 | hydro
ruling_list | John Neerhout Jr. | John Neerhout Jr. | 0.085 | CAISO_Small_Hydro | physical | none | 1 | 0 | 1 | hydro
ruling_list | San Bernardino MWD (Unit 3) | San Bernardino MWD (Unit 3) | 0.075 | CAISO_Small_Hydro | physical | none | 1 | 0 | 1 | hydro
ruling_list | Mesa Consolidated Water District | Mesa Consolidated Water District | 0.05 | CAISO_Small_Hydro | physical | none | 1 | 0 | 1 | hydro
ruling_list | LEWSTN_7_UNIT 1 | Lewiston | 0.040671 | CAISO_Small_Hydro | physical | none | 1 | 0 | 1 | hydro
ruling_list | Wright Ranch Hydroelectric (fka Bertha Wright Bertillion) | Wright Ranch Hydroelectric (fka Bertha Wright Bertillion) | 0.04 | CAISO_Small_Hydro | physical | none | 1 | 0 | 1 | hydro
ruling_list | SGE Site 1 | SGE Site 1 | 0.0375 | CAISO_Small_Hydro | physical | none | 1 | 0 | 1 | hydro
ruling_list | Walnut Valley Water District (#2) | Walnut Valley Water District (#2) | 0.025 | CAISO_Small_Hydro | physical | none | 1 | 0 | 1 | hydro
ruling_list | RECTOR_2_KAWH 2 | Kaweah No. 2 | 0 | CAISO_Small_Hydro | physical | none | 1 | 0 | 1 | hydro
ruling_list | RECTOR_2_KAWH 3 | Kaweah No. 3 | 0 | CAISO_Small_Hydro | physical | none | 1 | 0 | 1 | hydro
ruling_list | BGCRK1_7_PORTAL | Portal Power Plant | 0 | CAISO_Small_Hydro | physical | none | 1 | 0 | 1 | hydro
ruling_list | Desert Water Agency (Snow Creek) | Desert Water Agency (Snow Creek) | 0 | CAISO_Small_Hydro | physical | none | 1 | 0 | 1 | hydro
ruling_list | TOPAZ_2_SOLAR | Topaz Solar Farm | 550 | CAISO_Solar | physical | none | 1 | 0 | 1 | solar
ruling_list | Tribal Solar, LLC | Tribal Solar, LLC | 328 | CAISO_Solar | physical | none | 1 | 0 | 1 | solar
ruling_list | SLSTR1_2_SOLAR1 | Solar Star California XIX, LLC (AVPV I) | 310 | CAISO_Solar | physical | none | 1 | 0 | 1 | solar
ruling_list | DSRTSN_2_SOLAR2 | Desert Center Solar Farm | 300 | CAISO_Solar | physical | none | 1 | 0 | 1 | solar
ruling_list | DSRTSL_2_SOLAR1 | Desert Stateline | 300 | CAISO_Solar | physical | none | 1 | 0 | 1 | solar
ruling_list | AGUCAL_5_SOLAR1 | Agua Caliente Solar Project | 290 | CAISO_Solar | physical | none | 1 | 0 | 1 | solar
ruling_list | SLSTR2_2_SOLAR2 | Solar Star California XX, LLC (AVPV II) | 276 | CAISO_Solar | physical | none | 1 | 0 | 1 | solar
ruling_list | SANDLT_2_SUNITS | Mojave Solar Project | 275 | CAISO_Solar | physical | none | 1 | 0 | 1 | solar
ruling_list | 93LF 8ME LLC (Mount Signal V) | 93LF 8ME LLC (Mount Signal V) | 252.32 | CAISO_Solar | physical | none | 1 | 0 | 1 | solar
ruling_list | GENESI_2_STG | Genesis Solar (Station) Energy Project | 250 | CAISO_Solar | physical | none | 1 | 0 | 1 | solar
ruling_list | DSRTSN_2_SOLAR1 | Desert Sunlight 250, LLC | 250 | CAISO_Solar | physical | none | 1 | 0 | 1 | solar
ruling_list | PRIMM_2_SOLAR1 | Silver State Solar Power, LLC | 250 | CAISO_Solar | physical | none | 1 | 0 | 1 | solar
ruling_list | BLKCRK_2_SOLAR1 | McCoy Solar, LLC | 250 | CAISO_Solar | physical | none | 1 | 0 | 1 | solar
ruling_list | Panoche Valley Solar, LLC | Panoche Valley Solar, LLC | 246.713 | CAISO_Solar | physical | none | 1 | 0 | 1 | solar
ruling_list | AVSOLR_2_SOLAR | AV Solar Ranch One | 241.5 | CAISO_Solar | physical | none | 1 | 0 | 1 | solar
ruling_list | CAVLSR_2_RSOLAR | High Plains Ranch II | 210 | CAISO_Solar | physical | none | 1 | 0 | 1 | solar
ruling_list | IVSLRP_2_SOLAR1 | Imperial Valley Solar 1, LLC - Silver Ridge Mt. Signal | 200 | CAISO_Solar | physical | none | 1 | 0 | 1 | solar
ruling_list | RE: Tranquility 8 | RE: Tranquility 8 | 200 | CAISO_Solar | physical | none | 1 | 0 | 1 | solar
ruling_list | Wright Solar Park | Wright Solar Park | 200 | CAISO_Solar | physical | none | 1 | 0 | 1 | solar
ruling_list | GARLND_2_GASLR | RE Garland, LLC | 186.96 | CAISO_Solar | physical | none | 1 | 0 | 1 | solar
ruling_list | MSOLAR_2_SOLAR1 | Mesquite Solar 1 | 165 | CAISO_Solar | physical | none | 1 | 0 | 1 | solar
ruling_list | North Rosamond Solar, LLC | North Rosamond Solar, LLC | 160 | CAISO_Solar | physical | none | 1 | 0 | 1 | solar
ruling_list | Sun Streams, LLC | Sun Streams, LLC | 160 | CAISO_Solar | physical | none | 1 | 0 | 1 | solar
ruling_list | COPMT2_2_SOLAR2 | Copper Mountain Solar 2 | 155 | CAISO_Solar | physical | none | 1 | 0 | 1 | solar
ruling_list | 88FT 8ME LLC (Mount Signal II) | 88FT 8ME LLC (Mount Signal II) | 153.52 | CAISO_Solar | physical | none | 1 | 0 | 1 | solar
ruling_list | MSOLAR_2_SOLAR3 | Mesquite Solar 3, LLC | 152 | CAISO_Solar | physical | none | 1 | 0 | 1 | solar
ruling_list | California Flats Solar Project | California Flats Solar Project | 150 | CAISO_Solar | physical | none | 1 | 0 | 1 | solar
ruling_list | IVWEST_2_SOLAR1 | CSolar IV West - Imperial Solar Energy Center-West | 150 | CAISO_Solar | physical | none | 1 | 0 | 1 | solar
ruling_list | CPVERD_2_SOLAR | Campo Verde Solar | 139 | CAISO_Solar | physical | none | 1 | 0 | 1 | solar
ruling_list | Blythe Solar III, LLC | Blythe Solar III, LLC | 136.8 | CAISO_Solar | physical | none | 1 | 0 | 0 | solar
ruling_list | IVANPA_1_UNIT2 | Solar Partners I, LLC (Ivanpah) | 133 | CAISO_Solar | physical | none | 1 | 0 | 1 | solar
ruling_list | DRACKR_2_SOLAR2 | Blythe Solar II, LLC | 131.2 | CAISO_Solar | physical | none | 1 | 0 | 1 | solar
ruling_list | CSLR4S_2_SOLAR | CSolar IV South - Imperial Solar Energy Center-South | 130 | CAISO_Solar | physical | none | 1 | 0 | 1 | solar
ruling_list | American Kings Solar, LLC | American Kings Solar, LLC | 128 | CAISO_Solar | physical | none | 1 | 0 | 0 | solar
ruling_list | IVANPA_1_UNIT3 | Ivanpah Unit 3 | 126.1 | CAISO_Solar | physical | none | 1 | 0 | 1 | solar
ruling_list | CNTNLA_2_SOLAR1 | Centinela Solar Energy Facility (Centinela I) | 125 | CAISO_Solar | physical | none | 1 | 0 | 1 | solar
ruling_list | IVANPA_1_UNIT1 | Ivanpah Unit 1 | 114.46 | CAISO_Solar | physical | none | 1 | 0 | 1 | solar
ruling_list | Valentine Solar, LLC | Valentine Solar, LLC | 111.2 | CAISO_Solar | physical | none | 1 | 0 | 1 | solar
ruling_list | CATLNA_2_SOLAR | Catalina Solar | 110 | CAISO_Solar | physical | none | 1 | 0 | 1 | solar
ruling_list | DRACKR_2_SOLAR1 | Dracker Solar Unit 1 | 110 | CAISO_Solar | physical | none | 1 | 0 | 1 | solar
ruling_list | SLST13_2_SOLAR1 | Solar Star California XIII, LLC (Quinto) | 108 | CAISO_Solar | physical | none | 1 | 0 | 1 | solar
ruling_list | Willow Springs Solar, LLC | Willow Springs Solar, LLC | 108 | CAISO_Solar | physical | none | 1 | 0 | 1 | solar
ruling_list | Antelope II Expansion | Antelope II Expansion | 105 | CAISO_Solar | physical | none | 1 | 0 | 1 | solar
ruling_list | Sunshine Valley Solar, LLC | Sunshine Valley Solar, LLC | 104 | CAISO_Solar | physical | none | 1 | 0 | 1 | solar
ruling_list | Mesquite Solar 2 | Mesquite Solar 2 | 100.815 | CAISO_Solar | physical | none | 1 | 0 | 1 | solar
ruling_list | HENRTS_1_SOLAR | Henrietta Solar | 100 | CAISO_Solar | physical | none | 1 | 0 | 1 | solar
ruling_list | ASTORA_2_SOLAR1 | RE Astoria LLC | 100 | CAISO_Solar | physical | none | 1 | 0 | 1 | solar
ruling_list | Mustang 2 | Mustang 2 | 100 | CAISO_Solar | physical | none | 1 | 0 | 1 | solar
ruling_list | COPMT4_2_SOLAR4 | Copper Mountain Solar 4, LLC | 93.6 | CAISO_Solar | physical | none | 1 | 0 | 1 | solar
ruling_list | KRAMER_2_SEGS89 | Luz Solar Partners Ltd. VIII | 92 | CAISO_Solar | physical | none | 1 | 0 | 1 | solar
ruling_list | BIGSKY_2_SOLAR6 | Solverde 1 | 85 | CAISO_Solar | physical | none | 1 | 0 | 1 | solar
ruling_list | Desert Harvest | Desert Harvest | 80 | CAISO_Solar | physical | none | 1 | 0 | 1 | solar
ruling_list | ASTORA_2_SOLAR2 | Astoria 2 | 75 | CAISO_Solar | physical | none | 1 | 0 | 1 | solar
ruling_list | NEENCH_6_SOLAR | Alpine Solar Project | 66 | CAISO_Solar | physical | none | 1 | 0 | 1 | solar
ruling_list | MNDOTA_1_SOLAR1 | North Star Solar | 60 | CAISO_Solar | physical | none | 1 | 0 | 1 | solar
ruling_list | LAMONT_1_SOLAR1 | Regulus Solar, LLC | 60 | CAISO_Solar | physical | none | 1 | 0 | 1 | solar
ruling_list | EXCLSG_1_SOLAR | Excelsior Solar | 60 | CAISO_Solar | physical | none | 1 | 0 | 1 | solar
ruling_list | RTEDDY_2_SOLAR2 | Rosamond West Solar 2 | 55 | CAISO_Solar | physical | none | 1 | 0 | 1 | solar
ruling_list | RTEDDY_2_SOLAR1 | Rosamond West Solar 1 | 54 | CAISO_Solar | physical | none | 1 | 0 | 1 | solar
ruling_list | 41MB 8ME LLC | 41MB 8ME LLC | 51.3 | CAISO_Solar | physical | none | 1 | 0 | 0 | solar
ruling_list | ALPSLR_1_SPSSLR | Alpaugh 50 | 50 | CAISO_Solar | physical | none | 1 | 0 | 1 | solar
ruling_list | Midway Solar Farm I | Midway Solar Farm I | 50 | CAISO_Solar | physical | none | 1 | 0 | 0 | solar
ruling_list | BIGSKY_2_SOLAR7 | Big Sky Solar 1 | 50 | CAISO_Solar | physical | none | 1 | 0 | 1 | solar
ruling_list | Little Bear 4 | Little Bear 4 | 50 | CAISO_Solar | physical | none | 1 | 0 | 1 | solar
ruling_list | Little Bear 5 | Little Bear 5 | 50 | CAISO_Solar | physical | none | 1 | 0 | 1 | solar
ruling_list | COPMTN_2_SOLAR1 | CM48 (fka Sempra Copper Mountain 1) | 48 | CAISO_Solar | physical | none | 1 | 0 | 1 | solar
ruling_list | CNTNLA_2_SOLAR2 | Centinela Solar Energy Facility Expansion (Centinela II) | 45.6 | CAISO_Solar | physical | none | 1 | 0 | 1 | solar
ruling_list | Tierra del Sol Solar Farm | Tierra del Sol Solar Farm | 45 | CAISO_Solar | physical | none | 1 | 0 | 1 | solar
ruling_list | CAVLSR_2_BSOLAR | High Plains Ranch III | 40 | CAISO_Solar | physical | none | 1 | 0 | 1 | solar
ruling_list | Cuyama Solar Array | Cuyama Solar Array | 40 | CAISO_Solar | physical | none | 1 | 0 | 1 | solar
ruling_list | BIGSKY_2_SOLAR2 | Big Sky Solar 4 | 40 | CAISO_Solar | physical | none | 1 | 0 | 1 | solar
ruling_list | MSTANG_2_SOLAR3 | Mustang 3 | 40 | CAISO_Solar | physical | none | 1 | 0 | 1 | solar
ruling_list | Little Bear 1 | Little Bear 1 | 40 | CAISO_Solar | physical | none | 1 | 0 | 1 | solar
ruling_list | KRAMER_1_SEGS37 | Luz Solar Partners Ltd. VI | 35 | CAISO_Solar | physical | none | 1 | 0 | 1 | solar
ruling_list | KRAMER_1_SEGSR3 | Luz Solar Partners Ltd, III (SEGS III) (f/k/a 5017) | 30 | CAISO_Solar | physical | none | 1 | 0 | 1 | solar
ruling_list | KRAMER_1_SEGSR4 | Luz Solar Partners Ltd, IV (SEGS IV) (f/k/a 5018) | 30 | CAISO_Solar | physical | none | 1 | 0 | 1 | solar
ruling_list | MSTANG_2_SOLAR | Mustang | 30 | CAISO_Solar | physical | none | 1 | 0 | 1 | solar
ruling_list | MSTANG_2_SOLAR4 | Mustang 4 | 30 | CAISO_Solar | physical | none | 1 | 0 | 1 | solar
ruling_list | LAMONT_1_SOLAR4 | Hayworth Solar Farm | 27 | CAISO_Solar | physical | none | 1 | 0 | 1 | solar
ruling_list | BREGGO_6_SOLAR | NRG Solar Borrego | 26 | CAISO_Solar | physical | none | 1 | 0 | 1 | solar
ruling_list | BLYTHE_1_SOLAR1 | NRG Solar Blythe LLC | 21 | CAISO_Solar | physical | none | 1 | 0 | 1 | solar
ruling_list | LHILLS_6_SOLAR1 | CED Lost Hills Solar, LLC (fka Blackwell Solar Park, LLC) - RAM 4 | 20 | CAISO_Solar | physical | none | 1 | 0 | 1 | solar
ruling_list | STROUD_6_SOLAR | Stroud Solar Station | 20 | CAISO_Solar | physical | none | 1 | 0 | 1 | solar
ruling_list | CANTUA_1_SOLAR | Cantua Solar Station | 20 | CAISO_Solar | physical | none | 1 | 0 | 1 | solar
ruling_list | HURON_6_SOLAR | Huron Solar Station | 20 | CAISO_Solar | physical | none | 1 | 0 | 1 | solar
ruling_list | GATES_2_SOLAR | Gates Solar Station | 20 | CAISO_Solar | physical | none | 1 | 0 | 1 | solar
ruling_list | GUERNS_6_SOLAR | Guernsey Solar Station | 20 | CAISO_Solar | physical | none | 1 | 0 | 1 | solar
ruling_list | Maricopa West Solar PV 2, LLC | Maricopa West Solar PV 2, LLC | 20 | CAISO_Solar | physical | none | 1 | 0 | 1 | solar
ruling_list | OROLOM_1_SOLAR1 | Sunray 20 | 20 | CAISO_Solar | physical | none | 1 | 0 | 1 | solar
ruling_list | KANSAS_6_SOLAR | Kansas South - PV 1 | 20 | CAISO_Solar | physical | none | 1 | 0 | 1 | solar
ruling_list | ALPSLR_1_NTHSLR | Alpaugh North | 20 | CAISO_Solar | physical | none | 1 | 0 | 1 | solar
ruling_list | ATWELL_1_SOLAR | Atwell Island | 20 | CAISO_Solar | physical | none | 1 | 0 | 1 | solar
ruling_list | WAUKNA_1_SOLAR | Corcoran | 20 | CAISO_Solar | physical | none | 1 | 0 | 1 | solar
ruling_list | AVENAL_6_SUNCTY | Sun City Project (Eurus) | 20 | CAISO_Solar | physical | none | 1 | 0 | 1 | solar
ruling_list | OLIVEP_1_SOLAR | White River | 20 | CAISO_Solar | physical | none | 1 | 0 | 1 | solar
ruling_list | LEPRFD_1_KANSAS | Kansas | 20 | CAISO_Solar | physical | none | 1 | 0 | 1 | solar
ruling_list | Lost Hills Solar | Lost Hills Solar | 20 | CAISO_Solar | physical | none | 1 | 0 | 1 | solar
ruling_list | ACACIA_6_SOLAR | West Antelope - RAM 1 | 20 | CAISO_Solar | physical | none | 1 | 0 | 1 | solar
ruling_list | PLAINV_6_BSOLAR | Western Antelope Blue Sky Ranch A - RAM 1 | 20 | CAISO_Solar | physical | none | 1 | 0 | 1 | solar
ruling_list | KNTSTH_6_SOLAR | Kent South - PV 2 | 20 | CAISO_Solar | physical | none | 1 | 0 | 1 | solar
ruling_list | SKERN_6_SOLAR1 | Algonquin SKIC 20 Solar - PV 2 | 20 | CAISO_Solar | physical | none | 1 | 0 | 1 | solar
ruling_list | VICTOR_1_SOLAR2 | Alamo Solar, LLC - RAM 2 | 20 | CAISO_Solar | physical | none | 1 | 0 | 1 | solar
ruling_list | CORCAN_1_SOLAR1 | CID Solar PV Project - RAM 2 | 20 | CAISO_Solar | physical | none | 1 | 0 | 1 | solar
ruling_list | 7STDRD_1_SOLAR1 | Shafter Solar - RAM 3 | 20 | CAISO_Solar | physical | none | 1 | 0 | 1 | solar
ruling_list | OLDRV1_6_SOLAR | RE Old River One - RAM 3 | 20 | CAISO_Solar | physical | none | 1 | 0 | 1 | solar
ruling_list | RSMSLR_6_SOLAR2 | RE Rosamond Two, LLC | 20 | CAISO_Solar | physical | none | 1 | 0 | 1 | solar
ruling_list | GLOW_6_SOLAR | TA - High Desert LLC (Antelope) | 20 | CAISO_Solar | physical | none | 1 | 0 | 1 | solar
ruling_list | ADOBEE_1_SOLAR | Adobe Solar, LLC | 20 | CAISO_Solar | physical | none | 1 | 0 | 1 | solar
ruling_list | PLAINV_6_SOLARC | Central Antelope Dry Ranch C, LLC (A&R) | 20 | CAISO_Solar | physical | none | 1 | 0 | 1 | solar
ruling_list | PLAINV_6_NLRSR1 | North Lancaster Ranch, LLC (A&R) | 20 | CAISO_Solar | physical | none | 1 | 0 | 1 | solar
ruling_list | PLAINV_6_SOLAR3 | Sierra Solar Greenworks, LLC (A&R) | 20 | CAISO_Solar | physical | none | 1 | 0 | 1 | solar
ruling_list | VESTAL_2_SOLAR1 | Nicolis, LLC (Weldon Solar) | 20 | CAISO_Solar | physical | none | 1 | 0 | 1 | solar
ruling_list | VICTOR_1_LVSLR2 | Lone Valley Solar Park II, LLC (f/k/a Marathon) | 20 | CAISO_Solar | physical | none | 1 | 0 | 1 | solar
ruling_list | TWISSL_6_SOLAR1 | Coronal Lost Hills, LLC | 20 | CAISO_Solar | physical | none | 1 | 0 | 1 | solar
ruling_list | VEGA_6_SOLAR1 | Vega Solar, LLC | 20 | CAISO_Solar | physical | none | 1 | 0 | 1 | solar
ruling_list | PMPJCK_1_SOLAR1 | Pumpjack Solar I, LLC | 20 | CAISO_Solar | physical | none | 1 | 0 | 1 | solar
ruling_list | WLDWD_1_SOLAR1 | Wildwood Solar I, LLC | 20 | CAISO_Solar | physical | none | 1 | 0 | 1 | solar
ruling_list | VICTOR_1_SOLAR4 | Adelanto Solar, LLC | 20 | CAISO_Solar | physical | none | 1 | 0 | 1 | solar
ruling_list | OASIS_6_SOLAR2 | NRG Solar Oasis LLC | 20 | CAISO_Solar | physical | none | 1 | 0 | 1 | solar
ruling_list | ATWEL2_1_SOLAR1 | CED Atwell Island West, LLC | 20 | CAISO_Solar | physical | none | 1 | 0 | 1 | solar
ruling_list | MOJAVW_2_SOLAR | SEPV Mojave West, LLC | 20 | CAISO_Solar | physical | none | 1 | 0 | 1 | solar
ruling_list | ADERA_1_SOLAR1 | Adera Solar | 20 | CAISO_Solar | physical | none | 1 | 0 | 1 | solar
ruling_list | TORTLA_1_SOLAR | Longboat Solar, LLC | 20 | CAISO_Solar | physical | none | 1 | 0 | 1 | solar
ruling_list | GLDFGR_6_SOLAR1 | Portal Ridge Solar B, LLC | 20 | CAISO_Solar | physical | none | 1 | 0 | 1 | solar
ruling_list | PMPJCK_1_SOLAR2 | Rio Bravo Solar I, LLC | 20 | CAISO_Solar | physical | none | 1 | 0 | 1 | solar
ruling_list | PMPJCK_1_RB2SLR | Rio Bravo Solar II, LLC | 20 | CAISO_Solar | physical | none | 1 | 0 | 1 | solar
ruling_list | Jacumba Solar, LLC | Jacumba Solar, LLC | 20 | CAISO_Solar | physical | none | 1 | 0 | 1 | solar
ruling_list | GARLND_2_GASLRA | RE Garland A, LLC | 20 | CAISO_Solar | physical | none | 1 | 0 | 1 | solar
ruling_list | CEDUCR_2_SOLAR1 | SR Solis Vestal Almond, LLC | 20 | CAISO_Solar | physical | none | 1 | 0 | 1 | solar
ruling_list | CEDUCR_2_SOLAR2 | SR Solis Vestal Herder, LLC | 20 | CAISO_Solar | physical | none | 1 | 0 | 1 | solar
ruling_list | CEDUCR_2_SOLAR4 | SR Solis Vestal Fireman, LLC | 20 | CAISO_Solar | physical | none | 1 | 0 | 1 | solar
ruling_list | Joshua Tree Solar Farm, LLC | Joshua Tree Solar Farm, LLC | 20 | CAISO_Solar | physical | none | 1 | 0 | 1 | solar
ruling_list | MARCPW_6_SOLAR1 | Maricopa West | 20 | CAISO_Solar | physical | none | 1 | 0 | 1 | solar
ruling_list | FRESHW_1_SOLAR1 | CED Corcoran Solar 3, LLC (PV 3 RFO) | 20 | CAISO_Solar | physical | none | 1 | 0 | 1 | solar
ruling_list | PAIGES_6_SOLAR | Westside Solar, LLC (1) (PV 3 RFO) | 20 | CAISO_Solar | physical | none | 1 | 0 | 1 | solar
ruling_list | RE: Walker Pass | RE: Walker Pass | 20 | CAISO_Solar | physical | none | 1 | 0 | 1 | solar
ruling_list | Midway Solar Farm III | Midway Solar Farm III | 20 | CAISO_Solar | physical | none | 1 | 0 | 1 | solar
ruling_list | Bayshore Solar A | Bayshore Solar A | 20 | CAISO_Solar | physical | none | 1 | 0 | 1 | solar
ruling_list | Bayshore Solar C | Bayshore Solar C | 20 | CAISO_Solar | physical | none | 1 | 0 | 1 | solar
ruling_list | Bayshore Solar B | Bayshore Solar B | 20 | CAISO_Solar | physical | none | 1 | 0 | 1 | solar
ruling_list | San Joaquin 1A | San Joaquin 1A | 20 | CAISO_Solar | physical | none | 1 | 0 | 1 | solar
ruling_list | Antelope DSR 3, LLC | Antelope DSR 3, LLC | 20 | CAISO_Solar | physical | none | 1 | 0 | 1 | solar
ruling_list | Windhub Solar A Solar Project | Windhub Solar A Solar Project | 20 | CAISO_Solar | physical | none | 1 | 0 | 1 | solar
ruling_list | EEKTMN_6_SOLAR1 | EE K Solar 1 - Kettleman Solar | 20 | CAISO_Solar | physical | none | 1 | 0 | 1 | solar
ruling_list | VALLEY_5_SOLAR2 | AP North Lake Solar - Diamond Valley Lake Solar | 20 | CAISO_Solar | physical | none | 1 | 0 | 1 | solar
ruling_list | RSMSLR_6_SOLAR1 | RE Rosamond One | 20 | CAISO_Solar | physical | none | 1 | 0 | 1 | solar
ruling_list | BIGSKY_2_SOLAR1 | Antelope Big Sky Ranch | 20 | CAISO_Solar | physical | none | 1 | 0 | 1 | solar
ruling_list | BIGSKY_2_SOLAR4 | Western Antelope Blue Sky Ranch B | 20 | CAISO_Solar | physical | none | 1 | 0 | 1 | solar
ruling_list | BLYTHE_1_SOLAR2 | Blythe Green 1 | 20 | CAISO_Solar | physical | none | 1 | 0 | 1 | solar
ruling_list | CRWCKS_1_SOLAR1 | Crow Creek Solar 1 | 20 | CAISO_Solar | physical | none | 1 | 0 | 1 | solar
ruling_list | KNGBRD_2_SOLAR1 | Kingbird Solar A | 20 | CAISO_Solar | physical | none | 1 | 0 | 1 | solar
ruling_list | KNGBRD_2_SOLAR2 | Kingbird Solar B | 20 | CAISO_Solar | physical | none | 1 | 0 | 1 | solar
ruling_list | Little Bear 3 | Little Bear 3 | 20 | CAISO_Solar | physical | none | 1 | 0 | 1 | solar
ruling_list | OLIVEP_1_SOLAR2 | White River Solar 2 - RAM 2 | 19.75 | CAISO_Solar | physical | none | 1 | 0 | 1 | solar
ruling_list | WAUKNA_1_SOLAR2 | CED Corcoran Solar 2, LLC | 19.75 | CAISO_Solar | physical | none | 1 | 0 | 1 | solar
ruling_list | AVENAL_6_SANDDG | Sand Drag (Eurus) | 19 | CAISO_Solar | physical | none | 1 | 0 | 1 | solar
ruling_list | CUMBIA_1_SOLAR | Columbia Solar Energy | 19 | CAISO_Solar | physical | none | 1 | 0 | 1 | solar
ruling_list | ADMEST_6_SOLAR | RE Adams East | 19 | CAISO_Solar | physical | none | 1 | 0 | 1 | solar
ruling_list | DEVERS_1_SOLAR | Cascade Solar | 18.5 | CAISO_Solar | physical | none | 1 | 0 | 1 | solar
ruling_list | JAYNE_6_WLSLR | Westlands Solar Farms PV1 | 18 | CAISO_Solar | physical | none | 1 | 0 | 1 | solar
ruling_list | CATLNA_2_SOLAR2 | Catalina Solar 2, LLC | 18 | CAISO_Solar | physical | none | 1 | 0 | 1 | solar
ruling_list | Maricopa East Solar PV2, LLC | Maricopa East Solar PV2, LLC | 18 | CAISO_Solar | physical | none | 1 | 0 | 1 | solar
ruling_list | VICTOR_1_SOLAR1 | RE Victor Phelan Solar One, LLC | 17.5 | CAISO_Solar | physical | none | 1 | 0 | 1 | solar
ruling_list | SDG&E Solar Energy Project | SDG&E Solar Energy Project | 17 | CAISO_Solar | physical | none | 1 | 0 | 1 | solar
ruling_list | LAMONT_1_SOLAR5 | 67RK 8ME, LLC | 16.66 | CAISO_Solar | physical | none | 1 | 0 | 1 | solar
ruling_list | LAMONT_1_SOLAR3 | Woodmere Solar Farm - RAM 4 | 15 | CAISO_Solar | physical | none | 1 | 0 | 1 | solar
ruling_list | SCHNDR_1_WSTSDE | Westside Solar Station | 15 | CAISO_Solar | physical | none | 1 | 0 | 1 | solar
ruling_list | SCHNDR_1_FIVPTS | Five Points Solar Station | 15 | CAISO_Solar | physical | none | 1 | 0 | 1 | solar
ruling_list | MRLSDS_6_SOLAR1 | Morelos Del Sol - RAM 3 | 15 | CAISO_Solar | physical | none | 1 | 0 | 1 | solar
ruling_list | WLDWD_1_SOLAR2 | Wildwood Solar II, LLC | 15 | CAISO_Solar | physical | none | 1 | 0 | 1 | solar
ruling_list | CEDUCR_2_SOLAR3 | SR Solis Crown, LLC | 15 | CAISO_Solar | physical | none | 1 | 0 | 1 | solar
ruling_list | CAMLOT_2_SOLAR2 | Columbia Two, LLC | 15 | CAISO_Solar | physical | none | 1 | 0 | 1 | solar
ruling_list | San Jacinto Solar 14.5, LLC | San Jacinto Solar 14.5, LLC | 14.5 | CAISO_Solar | physical | none | 1 | 0 | 1 | solar
ruling_list | VESTAL_2_SOLAR2 | Tropico, LLC (Great Lakes) | 14 | CAISO_Solar | physical | none | 1 | 0 | 1 | solar
ruling_list | SEGS_1_SEGS2 | Sunray Energy, Inc. | 13.8 | CAISO_Solar | physical | none | 1 | 0 | 1 | solar
ruling_list | SUNRAY SEGS I | SUNRAY SEGS I | 13.8 | CAISO_Solar | physical | none | 1 | 0 | 1 | solar
ruling_list | Java Solar | Java Solar | 13.5 | CAISO_Solar | physical | none | 1 | 0 | 1 | solar
ruling_list | ARVINN_6_ORION1 | Orion Solar - PV 1 | 12 | CAISO_Solar | physical | none | 1 | 0 | 1 | solar
ruling_list | Blackwell Solar | Blackwell Solar | 12 | CAISO_Solar | physical | none | 1 | 0 | 1 | solar
ruling_list | DEVERS_1_SOLAR1 | SPVP008 - Ontario | 12 | CAISO_Solar | physical | none | 1 | 0 | 1 | solar
ruling_list | GOOSLK_1_SOLAR1 | Cottonwood Goose Lake LLC | 12 | CAISO_Solar | physical | none | 1 | 0 | 1 | solar
ruling_list | GLDFGR_6_SOLAR2 | Portal Ridge Solar C Project | 11.4 | CAISO_Solar | physical | none | 1 | 0 | 1 | solar
ruling_list | CORCAN_1_SOLAR2 | Corcoran City | 11 | CAISO_Solar | physical | none | 1 | 0 | 1 | solar
ruling_list | GIFFEN_6_SOLAR | Giffen Solar Station | 10 | CAISO_Solar | physical | none | 1 | 0 | 1 | solar
ruling_list | GATES_2_WSOLAR | West Gates Solar Station | 10 | CAISO_Solar | physical | none | 1 | 0 | 1 | solar
ruling_list | OROLOM_1_SOLAR2 | SR Solis Oro Loma Teresina, LLC- Project B | 10 | CAISO_Solar | physical | none | 1 | 0 | 1 | solar
ruling_list | COPMTN_2_CM10 | CM10 (fka Sempra El Dorado Solar) | 10 | CAISO_Solar | physical | none | 1 | 0 | 1 | solar
ruling_list | GLDTWN_6_COLUM3 | RE Columbia Three LLC | 10 | CAISO_Solar | physical | none | 1 | 0 | 1 | solar
ruling_list | VICTOR_1_LVSLR1 | Lone Valley Solar Park I, LLC (f/k/a Agincourt) | 10 | CAISO_Solar | physical | none | 1 | 0 | 1 | solar
ruling_list | PMDLET_6_SOLAR1 | SEPV Palmdale East, LLC | 10 | CAISO_Solar | physical | none | 1 | 0 | 1 | solar
ruling_list | SKERN_6_SOLAR2 | Algonquin SKIC 10 Solar, LLC | 10 | CAISO_Solar | physical | none | 1 | 0 | 1 | solar
ruling_list | Sun Edison Victorville Solar | Sun Edison Victorville Solar | 10 | CAISO_Solar | physical | none | 1 | 0 | 1 | solar
ruling_list | PLAINV_6_DSOLAR | Western Antelope Dry Ranch | 10 | CAISO_Solar | physical | none | 1 | 0 | 1 | solar
ruling_list | PBLOSM_2_SOLAR | PearBlossom | 9.5 | CAISO_Solar | physical | none | 1 | 0 | 1 | solar
ruling_list | DEVERS_1_SOLAR2 | SPVP009 - Ontario | 9 | CAISO_Solar | physical | none | 1 | 0 | 1 | solar
ruling_list | Aspiration Solar G LLC (1) (PV 3 RFO) | Aspiration Solar G LLC (1) (PV 3 RFO) | 9 | CAISO_Solar | physical | none | 1 | 0 | 1 | solar
ruling_list | VALLEY_5_RTS044 | SPVP044 - Perris | 8 | CAISO_Solar | physical | none | 1 | 0 | 1 | solar
ruling_list | ARVINN_6_ORION2 | Orion Solar II, LLC | 8 | CAISO_Solar | physical | none | 1 | 0 | 1 | solar
ruling_list | AVENAL_6_AVSLR1 | SR Solis Rocket, LLC - Project A | 7.9 | CAISO_Solar | physical | none | 1 | 0 | 1 | solar
ruling_list | AVENAL_6_AVSLR2 | SR Solis Rocket, LLC - Project B | 7.9 | CAISO_Solar | physical | none | 1 | 0 | 1 | solar
ruling_list | RVSIDE_6_SOLAR1 | Tequesquite Landfill Solar Project | 7.5 | CAISO_Solar | physical | none | 1 | 0 | 1 | solar
ruling_list | VICTOR_1_SOLAR3 | Adelanto Solar 2 | 7 | CAISO_Solar | physical | none | 1 | 0 | 1 | solar
ruling_list | 50001 SCWA North and South Ponds | 50001 SCWA North and South Ponds | 7 | CAISO_Solar | physical | none | 1 | 0 | 1 | solar
ruling_list | American Solar Greenworks, LLC (A&R) | American Solar Greenworks, LLC (A&R) | 6.5 | CAISO_Solar | physical | none | 1 | 0 | 1 | solar
ruling_list | DELSUR_6_SOLAR1 | FTS Project Owner 1, LLC (Summer North) | 6.5 | CAISO_Solar | physical | none | 1 | 0 | 1 | solar
ruling_list | BREGGO_6_DEGRSL | Desert Green Solar Farm | 6.3 | CAISO_Solar | physical | none | 1 | 0 | 1 | solar
ruling_list | AVENAL_6_AVPARK | Avenal Park (Eurus) | 6 | CAISO_Solar | physical | none | 1 | 0 | 1 | solar
ruling_list | ETIWND_2_RTS026 | SPVP026 - Rialto | 6 | CAISO_Solar | physical | none | 1 | 0 | 1 | solar
ruling_list | MIRLOM_2_ONTARO | SPVP006 - Ontario | 5.5 | CAISO_Solar | physical | none | 1 | 0 | 1 | solar
ruling_list | San Jacinto Solar 5.5, LLC | San Jacinto Solar 5.5, LLC | 5.5 | CAISO_Solar | physical | none | 1 | 0 | 1 | solar
ruling_list | MENBIO_6_RENEW1 | CalRENEW-1 (1st Amended & Restated) | 5 | CAISO_Solar | physical | none | 1 | 0 | 1 | solar
ruling_list | VESTAL_2_RTS042 | SPVP042 - Porterville | 5 | CAISO_Solar | physical | none | 1 | 0 | 1 | solar
ruling_list | SBERDO_2_RTS048 | SPVP048 - Redlands | 5 | CAISO_Solar | physical | none | 1 | 0 | 1 | solar
ruling_list | GLDTWN_6_SOLAR | RE Rio Grande, LLC | 5 | CAISO_Solar | physical | none | 1 | 0 | 1 | solar
ruling_list | DELSUR_6_DRYFRB | Lancaster Dry Farm Ranch B, LLC | 5 | CAISO_Solar | physical | none | 1 | 0 | 1 | solar
ruling_list | VICTOR_1_VDRYFA | Victor Dry Farm Ranch A, LLC | 5 | CAISO_Solar | physical | none | 1 | 0 | 1 | solar
ruling_list | VICTOR_1_VDRYFB | Victor Dry Farm Ranch B, LLC | 5 | CAISO_Solar | physical | none | 1 | 0 | 1 | solar
ruling_list | MNDOTA_1_SOLAR2 | Citizen Solar B, LLC | 5 | CAISO_Solar | physical | none | 1 | 0 | 1 | solar
ruling_list | LITLRK_6_SOLAR1 | Lancaster Little Rock C LLC | 5 | CAISO_Solar | physical | none | 1 | 0 | 1 | solar
ruling_list | SunE- Victorville | SunE- Victorville | 5 | CAISO_Solar | physical | none | 1 | 0 | 1 | solar
ruling_list | CRELMN_6_RAMON2 | Sol Orchard 21 - Ramona 2 | 5 | CAISO_Solar | physical | none | 1 | 0 | 1 | solar
ruling_list | VLCNTR_6_VCSLR2 | Sol Orchard 23 - Valley Center 2 | 5 | CAISO_Solar | physical | none | 1 | 0 | 1 | solar
ruling_list | BIGSKY_2_SOLAR5 | Big Sky Solar 2 | 5 | CAISO_Solar | physical | none | 1 | 0 | 1 | solar
ruling_list | MARTIN_1_SUNSET | Sunset Reservoir North Basin | 4.96 | CAISO_Solar | physical | none | 1 | 0 | 1 | solar
ruling_list | GARNET_1_SOLAR | North Palm Springs #4A | 4.12 | CAISO_Solar | physical | none | 1 | 0 | 1 | solar
ruling_list | GARNET_1_SOLAR2 | Garnet Solar Power Generation Station, 1 LLC | 4 | CAISO_Solar | physical | none | 1 | 0 | 1 | solar
ruling_list | Lancaster Solar 1 | Lancaster Solar 1 | 3.75 | CAISO_Solar | physical | none | 1 | 0 | 1 | solar
ruling_list | SBERDO_2_RTS011 | SPVP011 - Redlands | 3.5 | CAISO_Solar | physical | none | 1 | 0 | 1 | solar
ruling_list | SBERDO_2_RTS013 | SPVP013 - Redlands | 3.5 | CAISO_Solar | physical | none | 1 | 0 | 1 | solar
ruling_list | ETIWND_2_RTS017 | SPVP017 - Fontana | 3.5 | CAISO_Solar | physical | none | 1 | 0 | 1 | solar
ruling_list | VISTA_2_RTS028 | SPVP028 - San Bernardino | 3.5 | CAISO_Solar | physical | none | 1 | 0 | 1 | solar
ruling_list | SunE- Mission Pomona | SunE- Mission Pomona | 3.5 | CAISO_Solar | physical | none | 1 | 0 | 1 | solar
ruling_list | ETIWND_2_RTS015 | SPVP015 - Fontana | 3 | CAISO_Solar | physical | none | 1 | 0 | 1 | solar
ruling_list | LITLRK_6_SOLAR4 | Little Rock - Pham Solar PV, LLC | 3 | CAISO_Solar | physical | none | 1 | 0 | 1 | solar
ruling_list | US Topco Energy, Inc. (Soccer Center) | US Topco Energy, Inc. (Soccer Center) | 3 | CAISO_Solar | physical | none | 1 | 0 | 1 | solar
ruling_list | PVNavitator, LLC | PVNavitator, LLC | 3 | CAISO_Solar | physical | none | 1 | 0 | 1 | solar
ruling_list | ROSMND_6_SOLAR | Lancaster WAD B, LLC | 3 | CAISO_Solar | physical | none | 1 | 0 | 1 | solar
ruling_list | LILIAC_6_SOLAR | NLP Granger A82, LLC | 3 | CAISO_Solar | physical | none | 1 | 0 | 1 | solar
ruling_list | Central Antelope Dry Ranch B, LLC | Central Antelope Dry Ranch B, LLC | 3 | CAISO_Solar | physical | none | 1 | 0 | 1 | solar
ruling_list | Oak Leaf Solar X (SB32) | Oak Leaf Solar X (SB32) | 3 | CAISO_Solar | physical | none | 1 | 0 | 1 | solar
ruling_list | AVS Phase 2 | AVS Phase 2 | 3 | CAISO_Solar | physical | none | 1 | 0 | 1 | solar
ruling_list | SEPV Boulevard 2 | SEPV Boulevard 2 | 2.9 | CAISO_Solar | physical | none | 1 | 0 | 1 | solar
ruling_list | SBERDO_2_RTS005 | SPVP005 - Redlands | 2.5 | CAISO_Solar | physical | none | 1 | 0 | 1 | solar
ruling_list | SBERDO_2_RTS007 | SPVP007 - Redlands | 2.5 | CAISO_Solar | physical | none | 1 | 0 | 1 | solar
ruling_list | ETIWND_2_RTS023 | SPVP023 - Fontana | 2.5 | CAISO_Solar | physical | none | 1 | 0 | 1 | solar
ruling_list | Sol Orchard 22 - Valley Center 1 | Sol Orchard 22 - Valley Center 1 | 2.5 | CAISO_Solar | physical | none | 1 | 0 | 1 | solar
ruling_list | Colton Solar One LLC | Colton Solar One LLC | 2.5 | CAISO_Solar | physical | none | 1 | 0 | 1 | solar
ruling_list | GRIDLY_6_SOLAR | Gridley Main Two | 2.5 | CAISO_Solar | physical | none | 1 | 0 | 1 | solar
ruling_list | BUCKWD_1_NPALM1 | North Palm Springs #1A | 2.4 | CAISO_Solar | physical | none | 1 | 0 | 1 | solar
ruling_list | VLCNTR_6_VCSLR | NLP Valley Center Solar, LLC | 2.33 | CAISO_Solar | physical | none | 1 | 0 | 1 | solar
ruling_list | Pristine Sun - 2245 Gentry (SB32) | Pristine Sun - 2245 Gentry (SB32) | 2.3 | CAISO_Solar | physical | none | 1 | 0 | 1 | solar
ruling_list | 2241 Alavi (SB32) | 2241 Alavi (SB32) | 2.1 | CAISO_Solar | physical | none | 1 | 0 | 1 | solar
ruling_list | PUTHCR_1_SOLAR1 | Putah Creek Solar Farms (SB32) | 2 | CAISO_Solar | physical | none | 1 | 0 | 1 | solar
ruling_list | Peterson Rd. Solar I (SB32) (ReMAT) | Peterson Rd. Solar I (SB32) (ReMAT) | 2 | CAISO_Solar | physical | none | 1 | 0 | 1 | solar
ruling_list | Camden 1 FIT (GASNA 30P) | Camden 1 FIT (GASNA 30P) | 2 | CAISO_Solar | physical | none | 1 | 0 | 1 | solar
ruling_list | Gustine 1 FIT 2 (GASNA 60P) | Gustine 1 FIT 2 (GASNA 60P) | 2 | CAISO_Solar | physical | none | 1 | 0 | 1 | solar
ruling_list | Vaca Dixon Solar Station | Vaca Dixon Solar Station | 2 | CAISO_Solar | physical | none | 1 | 0 | 1 | solar
ruling_list | SBERDO_2_REDLND | SPVP022 - Redlands | 2 | CAISO_Solar | physical | none | 1 | 0 | 1 | solar
ruling_list | ETIWND_2_RTS027 | SPVP027 - Rialto | 2 | CAISO_Solar | physical | none | 1 | 0 | 1 | solar
ruling_list | LITLRK_6_SEPV01 | SEPV1, LLC | 2 | CAISO_Solar | physical | none | 1 | 0 | 1 | solar
ruling_list | DEVERS_1_SEPV05 | SEPV2, LLC | 2 | CAISO_Solar | physical | none | 1 | 0 | 1 | solar
ruling_list | VICTOR_1_EXSLRA | Expressway Solar A | 2 | CAISO_Solar | physical | none | 1 | 0 | 1 | solar
ruling_list | VICTOR_1_EXSLRB | Expressway Solar B | 2 | CAISO_Solar | physical | none | 1 | 0 | 1 | solar
ruling_list | LITLRK_6_SOLAR2 | FTS Master Tenant 2, LLC (SEPV18) | 2 | CAISO_Solar | physical | none | 1 | 0 | 1 | solar
ruling_list | CHINO_2_JURUPA | California PV Energy, LLC (Jurupa Ave) | 2 | CAISO_Solar | physical | none | 1 | 0 | 1 | solar
ruling_list | DELAMO_2_SOLAR6 | Freeway Springs | 2 | CAISO_Solar | physical | none | 1 | 0 | 1 | solar
ruling_list | ETIWND_2_SOLAR5 | Dulles | 2 | CAISO_Solar | physical | none | 1 | 0 | 1 | solar
ruling_list | CRELMN_6_RAMON1 | Sol Orchard 20 - Ramona 1 | 2 | CAISO_Solar | physical | none | 1 | 0 | 1 | solar
ruling_list | OCI Solar Lakeside | OCI Solar Lakeside | 2 | CAISO_Solar | physical | none | 1 | 0 | 1 | solar
ruling_list | Pala (SDG&E Solar Energy Project) | Pala (SDG&E Solar Energy Project) | 2 | CAISO_Solar | physical | none | 1 | 0 | 1 | solar
ruling_list | One Ten Partners, LLC | One Ten Partners, LLC | 2 | CAISO_Solar | physical | none | 1 | 0 | 1 | solar
ruling_list | Anaheim Solar Energy Plant | Anaheim Solar Energy Plant | 2 | CAISO_Solar | physical | none | 1 | 0 | 1 | solar
ruling_list | Southeast Wastwater Treatment Plant/CCSF | Southeast Wastwater Treatment Plant/CCSF | 2 | CAISO_Solar | physical | none | 1 | 0 | 1 | solar
ruling_list | 50002 SCWA R1 & R2 Ponds | 50002 SCWA R1 & R2 Ponds | 2 | CAISO_Solar | physical | none | 1 | 0 | 1 | solar
ruling_list | 50004 SCWA R5 Pond | 50004 SCWA R5 Pond | 2 | CAISO_Solar | physical | none | 1 | 0 | 1 | solar
ruling_list | 2275 Hattesen (SB32) | 2275 Hattesen (SB32) | 1.88 | CAISO_Solar | physical | none | 1 | 0 | 1 | solar
ruling_list | SunE- Cucamonga Ontario West | SunE- Cucamonga Ontario West | 1.88 | CAISO_Solar | physical | none | 1 | 0 | 1 | solar
ruling_list | Boomer Solar 18 | Boomer Solar 18 | 1.76 | CAISO_Solar | physical | none | 1 | 0 | 1 | solar
ruling_list | RGA2 Solar (SB32) (ReMAT) | RGA2 Solar (SB32) (ReMAT) | 1.75 | CAISO_Solar | physical | none | 1 | 0 | 1 | solar
ruling_list | PADUA_2_SOLAR1 | Rancho Cucamonga Distribution Center 1 | 1.75 | CAISO_Solar | physical | none | 1 | 0 | 1 | solar
ruling_list | DELAMO_2_SOLAR2 | Golden Springs Bldg M | 1.75 | CAISO_Solar | physical | none | 1 | 0 | 1 | solar
ruling_list | SunE- Quarry Corona | SunE- Quarry Corona | 1.75 | CAISO_Solar | physical | none | 1 | 0 | 1 | solar
ruling_list | 2235 Leong | 2235 Leong | 1.75 | CAISO_Solar | physical | none | 1 | 0 | 1 | solar
ruling_list | 2184 Gruber (SB32) | 2184 Gruber (SB32) | 1.52 | CAISO_Solar | physical | none | 1 | 0 | 1 | solar
ruling_list | HENRTA_6_SOLAR1 | ImMODO- Lemoore 1 | 1.5 | CAISO_Solar | physical | none | 1 | 0 | 1 | solar
ruling_list | S_RITA_6_SOLAR1 | NDP1 (SB32) | 1.5 | CAISO_Solar | physical | none | 1 | 0 | 1 | solar
ruling_list | PEORIA_1_SOLAR | Fresh Air Energy IV, LLC - Sonora 1 | 1.5 | CAISO_Solar | physical | none | 1 | 0 | 1 | solar
ruling_list | LOCKFD_1_BEARCK | Bear Creek Solar Project | 1.5 | CAISO_Solar | physical | none | 1 | 0 | 1 | solar
ruling_list | Ignite Solar Holdings 1 - Achomawi | Ignite Solar Holdings 1 - Achomawi | 1.5 | CAISO_Solar | physical | none | 1 | 0 | 1 | solar
ruling_list | Ignite Solar Holdings 1 - Ahjumawi | Ignite Solar Holdings 1 - Ahjumawi | 1.5 | CAISO_Solar | physical | none | 1 | 0 | 1 | solar
ruling_list | KNGBRG_1_KBSLR1 | Kingsburg 1 | 1.5 | CAISO_Solar | physical | none | 1 | 0 | 1 | solar
ruling_list | KNGBRG_1_KBSLR2 | Kingsburg 2 | 1.5 | CAISO_Solar | physical | none | 1 | 0 | 1 | solar
ruling_list | WFRESN_1_SOLAR | La Joya Del Sol #1 | 1.5 | CAISO_Solar | physical | none | 1 | 0 | 1 | solar
ruling_list | TWISSL_6_SOLAR | Nickel 1 (New) | 1.5 | CAISO_Solar | physical | none | 1 | 0 | 1 | solar
ruling_list | COCOSB_6_SOLAR | Oakley Executive Solar Project | 1.5 | CAISO_Solar | physical | none | 1 | 0 | 1 | solar
ruling_list | ELCAP_1_SOLAR | Pristine Sun Helton | 1.5 | CAISO_Solar | physical | none | 1 | 0 | 1 | solar
ruling_list | HOLSTR_1_SOLAR | Enerparc CA1 (FKA San Benito Smart Park) | 1.5 | CAISO_Solar | physical | none | 1 | 0 | 1 | solar
ruling_list | TMPLTN_2_SOLAR | Vintner Solar Project | 1.5 | CAISO_Solar | physical | none | 1 | 0 | 1 | solar
ruling_list | CLOVDL_1_SOLAR | Cloverdale Solar FSEC 1 | 1.5 | CAISO_Solar | physical | none | 1 | 0 | 1 | solar
ruling_list | HOLSTR_1_SOLAR2 | Ecos Energy - Hollister Project | 1.5 | CAISO_Solar | physical | none | 1 | 0 | 1 | solar
ruling_list | MERCED_1_SOLAR2 | Ecos Energy - Merced Solar Project | 1.5 | CAISO_Solar | physical | none | 1 | 0 | 1 | solar
ruling_list | MERCED_1_SOLAR1 | Ecos Energy - Mission Solar | 1.5 | CAISO_Solar | physical | none | 1 | 0 | 1 | solar
ruling_list | KERMAN_6_SOLAR1 | Fresno Cogeneration - Fresno Solar South | 1.5 | CAISO_Solar | physical | none | 1 | 0 | 1 | solar
ruling_list | KERMAN_6_SOLAR2 | Fresno Cogeneration - Fresno Solar West | 1.5 | CAISO_Solar | physical | none | 1 | 0 | 1 | solar
ruling_list | TX-ELK_6_SOLAR1 | Greenlight - Castor Solar Project | 1.5 | CAISO_Solar | physical | none | 1 | 0 | 1 | solar
ruling_list | ETIWND_2_RTS010 | SPVP010 - Fontana | 1.5 | CAISO_Solar | physical | none | 1 | 0 | 1 | solar
ruling_list | SBERDO_2_RTS016 | SPVP016 - Redlands | 1.5 | CAISO_Solar | physical | none | 1 | 0 | 1 | solar
ruling_list | ETIWND_2_RTS018 | SPVP018 - Fontana | 1.5 | CAISO_Solar | physical | none | 1 | 0 | 1 | solar
ruling_list | MIRLOM_2_RTS032 | SPVP032 - Ontario | 1.5 | CAISO_Solar | physical | none | 1 | 0 | 1 | solar
ruling_list | WALNUT_2_SOLAR | Industry Metrolink PV 1 | 1.5 | CAISO_Solar | physical | none | 1 | 0 | 1 | solar
ruling_list | CHINO_2_SASOLR | SS San Antonio West LLC (Chino South Building E) | 1.5 | CAISO_Solar | physical | none | 1 | 0 | 1 | solar
ruling_list | Neenach Solar 1B South, LLC | Neenach Solar 1B South, LLC | 1.5 | CAISO_Solar | physical | none | 1 | 0 | 1 | solar
ruling_list | L-8 Solar Project, LLC | L-8 Solar Project, LLC | 1.5 | CAISO_Solar | physical | none | 1 | 0 | 1 | solar
ruling_list | Heliocentric, LLC | Heliocentric, LLC | 1.5 | CAISO_Solar | physical | none | 1 | 0 | 1 | solar
ruling_list | Annie Power, LLC | Annie Power, LLC | 1.5 | CAISO_Solar | physical | none | 1 | 0 | 1 | solar
ruling_list | JRam Solar 1, LLC | JRam Solar 1, LLC | 1.5 | CAISO_Solar | physical | none | 1 | 0 | 1 | solar
ruling_list | JRam Solar 2, LLC | JRam Solar 2, LLC | 1.5 | CAISO_Solar | physical | none | 1 | 0 | 1 | solar
ruling_list | Sandra Energy, LLC | Sandra Energy, LLC | 1.5 | CAISO_Solar | physical | none | 1 | 0 | 1 | solar
ruling_list | Dreamer Solar, LLC | Dreamer Solar, LLC | 1.5 | CAISO_Solar | physical | none | 1 | 0 | 1 | solar
ruling_list | Voyager Solar 1, LLC | Voyager Solar 1, LLC | 1.5 | CAISO_Solar | physical | none | 1 | 0 | 1 | solar
ruling_list | Voyager Solar 2, LLC | Voyager Solar 2, LLC | 1.5 | CAISO_Solar | physical | none | 1 | 0 | 1 | solar
ruling_list | Becca Solar, LLC | Becca Solar, LLC | 1.5 | CAISO_Solar | physical | none | 1 | 0 | 1 | solar
ruling_list | Toro Power 1, LLC | Toro Power 1, LLC | 1.5 | CAISO_Solar | physical | none | 1 | 0 | 1 | solar
ruling_list | Radiance Solar 5 LLC | Radiance Solar 5 LLC | 1.5 | CAISO_Solar | physical | none | 1 | 0 | 1 | solar
ruling_list | Radiance Solar 4 LLC | Radiance Solar 4 LLC | 1.5 | CAISO_Solar | physical | none | 1 | 0 | 1 | solar
ruling_list | Summer Solar C2, LLC | Summer Solar C2, LLC | 1.5 | CAISO_Solar | physical | none | 1 | 0 | 1 | solar
ruling_list | Summer Solar A2, LLC | Summer Solar A2, LLC | 1.5 | CAISO_Solar | physical | none | 1 | 0 | 1 | solar
ruling_list | Summer Solar B2, LLC | Summer Solar B2, LLC | 1.5 | CAISO_Solar | physical | none | 1 | 0 | 1 | solar
ruling_list | Rodeo Solar C2, LLC | Rodeo Solar C2, LLC | 1.5 | CAISO_Solar | physical | none | 1 | 0 | 1 | solar
ruling_list | Rodeo Solar D2, LLC | Rodeo Solar D2, LLC | 1.5 | CAISO_Solar | physical | none | 1 | 0 | 1 | solar
ruling_list | Expressway Solar C2, LLC | Expressway Solar C2, LLC | 1.5 | CAISO_Solar | physical | none | 1 | 0 | 1 | solar
ruling_list | Tulare PV1, LLC (Exeter 3) | Tulare PV1, LLC (Exeter 3) | 1.5 | CAISO_Solar | physical | none | 1 | 0 | 1 | solar
ruling_list | Tulare PV1, LLC (Lindsay 1) | Tulare PV1, LLC (Lindsay 1) | 1.5 | CAISO_Solar | physical | none | 1 | 0 | 1 | solar
ruling_list | Tulare PV1, LLC (Lindsay 3) | Tulare PV1, LLC (Lindsay 3) | 1.5 | CAISO_Solar | physical | none | 1 | 0 | 1 | solar
ruling_list | Tulare PV1, LLC (Ivanhoe 1) | Tulare PV1, LLC (Ivanhoe 1) | 1.5 | CAISO_Solar | physical | none | 1 | 0 | 1 | solar
ruling_list | Tulare PV1, LLC (Ivanhoe 3) | Tulare PV1, LLC (Ivanhoe 3) | 1.5 | CAISO_Solar | physical | none | 1 | 0 | 1 | solar
ruling_list | Tulare PV1, LLC (Porterville 5) | Tulare PV1, LLC (Porterville 5) | 1.5 | CAISO_Solar | physical | none | 1 | 0 | 1 | solar
ruling_list | Sequoia PV1, LLC (Tulare 1) | Sequoia PV1, LLC (Tulare 1) | 1.5 | CAISO_Solar | physical | none | 1 | 0 | 1 | solar
ruling_list | Sequoia PV1, LLC (Tulare 2) | Sequoia PV1, LLC (Tulare 2) | 1.5 | CAISO_Solar | physical | none | 1 | 0 | 1 | solar
ruling_list | Division 1 (f/k/a Ever CT Solar Farm, LLC - Site 2A) | Division 1 (f/k/a Ever CT Solar Farm, LLC - Site 2A) | 1.5 | CAISO_Solar | physical | none | 1 | 0 | 1 | solar
ruling_list | Sequoia PV1, LLC (Farmersville 1) | Sequoia PV1, LLC (Farmersville 1) | 1.5 | CAISO_Solar | physical | none | 1 | 0 | 1 | solar
ruling_list | Sequoia PV1, LLC (Farmersville 2) | Sequoia PV1, LLC (Farmersville 2) | 1.5 | CAISO_Solar | physical | none | 1 | 0 | 1 | solar
ruling_list | Sequoia PV1, LLC (Farmersville 3) | Sequoia PV1, LLC (Farmersville 3) | 1.5 | CAISO_Solar | physical | none | 1 | 0 | 1 | solar
ruling_list | Sequoia PV3 LLC (Porterville 6) | Sequoia PV3 LLC (Porterville 6) | 1.5 | CAISO_Solar | physical | none | 1 | 0 | 1 | solar
ruling_list | Sequoia PV3 LLC (Porterville 7) | Sequoia PV3 LLC (Porterville 7) | 1.5 | CAISO_Solar | physical | none | 1 | 0 | 1 | solar
ruling_list | VICTOR_1_SLRHES | DG Solar Lessee, LLC (Hesperia) | 1.5 | CAISO_Solar | physical | none | 1 | 0 | 1 | solar
ruling_list | DG Solar Lessee, LLC (Snowline-Duncan Road North) | DG Solar Lessee, LLC (Snowline-Duncan Road North) | 1.5 | CAISO_Solar | physical | none | 1 | 0 | 1 | solar
ruling_list | Victor Mesa Linda C2 LLC | Victor Mesa Linda C2 LLC | 1.5 | CAISO_Solar | physical | none | 1 | 0 | 1 | solar
ruling_list | Victor Mesa Linda D2 LLC | Victor Mesa Linda D2 LLC | 1.5 | CAISO_Solar | physical | none | 1 | 0 | 1 | solar
ruling_list | Victor Mesa Linda E2 LLC | Victor Mesa Linda E2 LLC | 1.5 | CAISO_Solar | physical | none | 1 | 0 | 1 | solar
ruling_list | Sequoia PV2, LLC (Hanford 1) | Sequoia PV2, LLC (Hanford 1) | 1.5 | CAISO_Solar | physical | none | 1 | 0 | 1 | solar
ruling_list | Sequoia PV2, LLC (Hanford 2) | Sequoia PV2, LLC (Hanford 2) | 1.5 | CAISO_Solar | physical | none | 1 | 0 | 1 | solar
ruling_list | Coronus Joshua Tree East 5 LLC | Coronus Joshua Tree East 5 LLC | 1.5 | CAISO_Solar | physical | none | 1 | 0 | 1 | solar
ruling_list | Desert Hot Springs 2 | Desert Hot Springs 2 | 1.5 | CAISO_Solar | physical | none | 1 | 0 | 1 | solar
ruling_list | Gales A West | Gales A West | 1.5 | CAISO_Solar | physical | none | 1 | 0 | 1 | solar
ruling_list | Gales B East | Gales B East | 1.5 | CAISO_Solar | physical | none | 1 | 0 | 1 | solar
ruling_list | DG Solar Lessee, LLC (Snowline-White Road North) | DG Solar Lessee, LLC (Snowline-White Road North) | 1.5 | CAISO_Solar | physical | none | 1 | 0 | 1 | solar
ruling_list | DG Solar Lessee, LLC (Snowline-White Road Central) | DG Solar Lessee, LLC (Snowline-White Road Central) | 1.5 | CAISO_Solar | physical | none | 1 | 0 | 1 | solar
ruling_list | Mitchell Solar, LLC | Mitchell Solar, LLC | 1.5 | CAISO_Solar | physical | none | 1 | 0 | 1 | solar
ruling_list | Rudy Solar, LLC | Rudy Solar, LLC | 1.5 | CAISO_Solar | physical | none | 1 | 0 | 1 | solar
ruling_list | Madelyn Solar, LLC | Madelyn Solar, LLC | 1.5 | CAISO_Solar | physical | none | 1 | 0 | 1 | solar
ruling_list | DG Solar Lessee, LLC (Snowline-White Road South) | DG Solar Lessee, LLC (Snowline-White Road South) | 1.5 | CAISO_Solar | physical | none | 1 | 0 | 1 | solar
ruling_list | Adelanto West 1 | Adelanto West 1 | 1.5 | CAISO_Solar | physical | none | 1 | 0 | 1 | solar
ruling_list | Adelanto West 2 | Adelanto West 2 | 1.5 | CAISO_Solar | physical | none | 1 | 0 | 1 | solar
ruling_list | Venable #1 North | Venable #1 North | 1.5 | CAISO_Solar | physical | none | 1 | 0 | 1 | solar
ruling_list | Venable #2 South | Venable #2 South | 1.5 | CAISO_Solar | physical | none | 1 | 0 | 1 | solar
ruling_list | Lancaster Solar 2 | Lancaster Solar 2 | 1.5 | CAISO_Solar | physical | none | 1 | 0 | 1 | solar
ruling_list | OASIS_6_SOLAR1 | Morgan Lancaster I, LLC | 1.5 | CAISO_Solar | physical | none | 1 | 0 | 1 | solar
ruling_list | SunE - Redlands | SunE - Redlands | 1.5 | CAISO_Solar | physical | none | 1 | 0 | 1 | solar
ruling_list | DELAMO_2_SOLAR1 | Golden Springs Bldg H | 1.5 | CAISO_Solar | physical | none | 1 | 0 | 1 | solar
ruling_list | SunE- Elm Fontana | SunE- Elm Fontana | 1.5 | CAISO_Solar | physical | none | 1 | 0 | 1 | solar
ruling_list | Buckman Springs PV 1 | Buckman Springs PV 1 | 1.5 | CAISO_Solar | physical | none | 1 | 0 | 1 | solar
ruling_list | Buckman Springs PV 2 | Buckman Springs PV 2 | 1.5 | CAISO_Solar | physical | none | 1 | 0 | 1 | solar
ruling_list | Viejas Blvd PV 1 | Viejas Blvd PV 1 | 1.5 | CAISO_Solar | physical | none | 1 | 0 | 1 | solar
ruling_list | Victor Mesa Linda B2 LLC | Victor Mesa Linda B2 LLC | 1.5 | CAISO_Solar | physical | none | 1 | 0 | 1 | solar
ruling_list | Merced 2 - (SB32) | Merced 2 - (SB32) | 1.5 | CAISO_Solar | physical | none | 1 | 0 | 1 | solar
ruling_list | Summer Solar E2, LLC | Summer Solar E2, LLC | 1.5 | CAISO_Solar | physical | none | 1 | 0 | 1 | solar
ruling_list | Summer Solar F2, LLC | Summer Solar F2, LLC | 1.5 | CAISO_Solar | physical | none | 1 | 0 | 1 | solar
ruling_list | Summer Solar G2, LLC | Summer Solar G2, LLC | 1.5 | CAISO_Solar | physical | none | 1 | 0 | 1 | solar
ruling_list | Summer Solar H2, LLC | Summer Solar H2, LLC | 1.5 | CAISO_Solar | physical | none | 1 | 0 | 1 | solar
ruling_list | Madera 1 | Madera 1 | 1.5 | CAISO_Solar | physical | none | 1 | 0 | 1 | solar
ruling_list | 50003 SCWA R4 Pond | 50003 SCWA R4 Pond | 1.5 | CAISO_Solar | physical | none | 1 | 0 | 1 | solar
ruling_list | CORONS_2_SOLAR | Temescal Canyon | 1.4993 | CAISO_Solar | physical | none | 1 | 0 | 1 | solar
ruling_list | Powhatan Solar Power Generation Station 1, LLC | Powhatan Solar Power Generation Station 1, LLC | 1.496 | CAISO_Solar | physical | none | 1 | 0 | 1 | solar
ruling_list | Otoe Solar Power Generation Station 1, LLC | Otoe Solar Power Generation Station 1, LLC | 1.496 | CAISO_Solar | physical | none | 1 | 0 | 1 | solar
ruling_list | Navajo Solar Power Generation Station 1, LLC | Navajo Solar Power Generation Station 1, LLC | 1.496 | CAISO_Solar | physical | none | 1 | 0 | 1 | solar
ruling_list | Industry Solar Power Generation Station 1, LLC | Industry Solar Power Generation Station 1, LLC | 1.496 | CAISO_Solar | physical | none | 1 | 0 | 1 | solar
ruling_list | Newberry Solar 1, LLC | Newberry Solar 1, LLC | 1.492 | CAISO_Solar | physical | none | 1 | 0 | 1 | solar
ruling_list | Park Meridian 1 | Park Meridian 1 | 1.49 | CAISO_Solar | physical | none | 1 | 0 | 1 | solar
ruling_list | Terra Francesco 1 | Terra Francesco 1 | 1.49 | CAISO_Solar | physical | none | 1 | 0 | 1 | solar
ruling_list | BKRFLD_2_SOLAR1 | Bakersfield 111 | 1.4 | CAISO_Solar | physical | none | 1 | 0 | 1 | solar
ruling_list | SunE- Santa Ana | SunE- Santa Ana | 1.4 | CAISO_Solar | physical | none | 1 | 0 | 1 | solar
ruling_list | DELAMO_2_SOLAR4 | Golden Springs Building F | 1.32 | CAISO_Solar | physical | none | 1 | 0 | 1 | solar
ruling_list | ETIWND_2_CHMPNE | California PV Energy, LLC (Champagne Ave) | 1.3 | CAISO_Solar | physical | none | 1 | 0 | 1 | solar
ruling_list | DELAMO_2_SOLRD | Golden Springs, LLC, (Building D) | 1.2599 | CAISO_Solar | physical | none | 1 | 0 | 1 | solar
ruling_list | Pristine Sun - 2042 Baldwin (SB32) | Pristine Sun - 2042 Baldwin (SB32) | 1.25 | CAISO_Solar | physical | none | 1 | 0 | 1 | solar
ruling_list | LIVEOK_6_SOLAR | Pristine Sun Harris | 1.25 | CAISO_Solar | physical | none | 1 | 0 | 1 | solar
ruling_list | REEDLY_6_SOLAR | Pristine Sun Terzian | 1.25 | CAISO_Solar | physical | none | 1 | 0 | 1 | solar
ruling_list | Diamond Valley Solar, LLC | Diamond Valley Solar, LLC | 1.25 | CAISO_Solar | physical | none | 1 | 0 | 1 | solar
ruling_list | DELAMO_2_SOLAR3 | Golden Springs Building G | 1.25 | CAISO_Solar | physical | none | 1 | 0 | 1 | solar
ruling_list | Milestone Wildomar, LLC | Milestone Wildomar, LLC | 1.224 | CAISO_Solar | physical | none | 1 | 0 | 1 | solar
ruling_list | SunE- Jurupa Ontario | SunE- Jurupa Ontario | 1.2 | CAISO_Solar | physical | none | 1 | 0 | 1 | solar
ruling_list | Boomer Solar 7 | Boomer Solar 7 | 1.2 | CAISO_Solar | physical | none | 1 | 0 | 1 | solar
ruling_list | DELAMO_2_SOLRC1 | Golden Springs, LLC, (Building C1) | 1.1815 | CAISO_Solar | physical | none | 1 | 0 | 1 | solar
ruling_list | SunE (Bell Tustin) | SunE (Bell Tustin) | 1.131 | CAISO_Solar | physical | none | 1 | 0 | 1 | solar
ruling_list | SunE (Red Hill) | SunE (Red Hill) | 1.036 | CAISO_Solar | physical | none | 1 | 0 | 1 | solar
ruling_list | LOCKFD_1_KSOLAR | Kettleman Solar Project | 1 | CAISO_Solar | physical | none | 1 | 0 | 1 | solar
ruling_list | DAVIS_1_SOLAR1 | Yolo County Grassland #3 | 1 | CAISO_Solar | physical | none | 1 | 0 | 1 | solar
ruling_list | DAVIS_1_SOLAR2 | Yolo County Grassland #4 | 1 | CAISO_Solar | physical | none | 1 | 0 | 1 | solar
ruling_list | CHINO_2_SOLAR | SPVP002 - Chino | 1 | CAISO_Solar | physical | none | 1 | 0 | 1 | solar
ruling_list | VISTA_2_RIALTO | SPVP003 - Rialto | 1 | CAISO_Solar | physical | none | 1 | 0 | 1 | solar
ruling_list | MIRLOM_2_RTS033 | SPVP033 - Ontario | 1 | CAISO_Solar | physical | none | 1 | 0 | 1 | solar
ruling_list | Treen Solar 1, LLC | Treen Solar 1, LLC | 1 | CAISO_Solar | physical | none | 1 | 0 | 1 | solar
ruling_list | Treen Solar 2, LLC | Treen Solar 2, LLC | 1 | CAISO_Solar | physical | none | 1 | 0 | 1 | solar
ruling_list | JRam Solar 3, LLC | JRam Solar 3, LLC | 1 | CAISO_Solar | physical | none | 1 | 0 | 1 | solar
ruling_list | Drew Energy, LLC | Drew Energy, LLC | 1 | CAISO_Solar | physical | none | 1 | 0 | 1 | solar
ruling_list | Voyager Solar 3, LLC | Voyager Solar 3, LLC | 1 | CAISO_Solar | physical | none | 1 | 0 | 1 | solar
ruling_list | Summer Solar D2, LLC | Summer Solar D2, LLC | 1 | CAISO_Solar | physical | none | 1 | 0 | 1 | solar
ruling_list | Tulare PV1, LLC (Exeter 1) | Tulare PV1, LLC (Exeter 1) | 1 | CAISO_Solar | physical | none | 1 | 0 | 1 | solar
ruling_list | Tulare PV1, LLC (Exeter 2) | Tulare PV1, LLC (Exeter 2) | 1 | CAISO_Solar | physical | none | 1 | 0 | 1 | solar
ruling_list | Tulare PV1, LLC (Lindsay 4) | Tulare PV1, LLC (Lindsay 4) | 1 | CAISO_Solar | physical | none | 1 | 0 | 1 | solar
ruling_list | Tulare PV1, LLC (Porterville 1) | Tulare PV1, LLC (Porterville 1) | 1 | CAISO_Solar | physical | none | 1 | 0 | 1 | solar
ruling_list | Tulare PV1, LLC (Porterville 2) | Tulare PV1, LLC (Porterville 2) | 1 | CAISO_Solar | physical | none | 1 | 0 | 1 | solar
ruling_list | Kettering 1 (f/k/a Ever CT Solar Farm, LLC - Site 1A) | Kettering 1 (f/k/a Ever CT Solar Farm, LLC - Site 1A) | 1 | CAISO_Solar | physical | none | 1 | 0 | 1 | solar
ruling_list | Kettering 2 (f/k/a Ever CT Solar Farm, LLC - Site 1B) | Kettering 2 (f/k/a Ever CT Solar Farm, LLC - Site 1B) | 1 | CAISO_Solar | physical | none | 1 | 0 | 1 | solar
ruling_list | Division 2 (f/k/a Ever CT Solar Farm, LLC - Site 2B) | Division 2 (f/k/a Ever CT Solar Farm, LLC - Site 2B) | 1 | CAISO_Solar | physical | none | 1 | 0 | 1 | solar
ruling_list | Division 3 (f/k/a Ever CT Solar Farm, LLC - Site 2C) | Division 3 (f/k/a Ever CT Solar Farm, LLC - Site 2C) | 1 | CAISO_Solar | physical | none | 1 | 0 | 1 | solar
ruling_list | DG Solar Lessee, LLC (Snowline-Duncan Road South) | DG Solar Lessee, LLC (Snowline-Duncan Road South) | 1 | CAISO_Solar | physical | none | 1 | 0 | 1 | solar
ruling_list | Desert Hot Springs 1 | Desert Hot Springs 1 | 1 | CAISO_Solar | physical | none | 1 | 0 | 1 | solar
ruling_list | ETIWND_2_SOLAR2 | SunE - Rochester | 1 | CAISO_Solar | physical | none | 1 | 0 | 1 | solar
ruling_list | SunE - E Philadelphia Ontario | SunE - E Philadelphia Ontario | 1 | CAISO_Solar | physical | none | 1 | 0 | 1 | solar
ruling_list | Boomer Solar 2 | Boomer Solar 2 | 1 | CAISO_Solar | physical | none | 1 | 0 | 1 | solar
ruling_list | DELAMO_2_SOLAR5 | Golden Springs Building L | 1 | CAISO_Solar | physical | none | 1 | 0 | 1 | solar
ruling_list | Calico Ranch Solar Project | Calico Ranch Solar Project | 1 | CAISO_Solar | physical | none | 1 | 0 | 1 | solar
ruling_list | Mirasol Murrieta 1 | Mirasol Murrieta 1 | 1 | CAISO_Solar | physical | none | 1 | 0 | 1 | solar
ruling_list | Freethy 1 (FIT) | Freethy 1 (FIT) | 1 | CAISO_Solar | physical | none | 1 | 0 | 1 | solar
ruling_list | Freethy 2 (FIT) | Freethy 2 (FIT) | 1 | CAISO_Solar | physical | none | 1 | 0 | 1 | solar
ruling_list | GreenLight- Peacock Solar Project | GreenLight- Peacock Solar Project | 0.999 | CAISO_Solar | physical | none | 1 | 0 | 1 | solar
ruling_list | Pristine Sun Buzzelle | Pristine Sun Buzzelle | 0.999 | CAISO_Solar | physical | none | 1 | 0 | 1 | solar
ruling_list | Pristine Sun Christensen | Pristine Sun Christensen | 0.999 | CAISO_Solar | physical | none | 1 | 0 | 1 | solar
ruling_list | Pristine Sun Cotton | Pristine Sun Cotton | 0.999 | CAISO_Solar | physical | none | 1 | 0 | 1 | solar
ruling_list | Pristine Sun Fitzjarrell | Pristine Sun Fitzjarrell | 0.999 | CAISO_Solar | physical | none | 1 | 0 | 1 | solar
ruling_list | Pristine Sun Jardine | Pristine Sun Jardine | 0.999 | CAISO_Solar | physical | none | 1 | 0 | 1 | solar
ruling_list | Pristine Sun Jarvis | Pristine Sun Jarvis | 0.999 | CAISO_Solar | physical | none | 1 | 0 | 1 | solar
ruling_list | Greenlight - Sirius Solar Project | Greenlight - Sirius Solar Project | 0.999 | CAISO_Solar | physical | none | 1 | 0 | 1 | solar
ruling_list | SunE W12DG-C, LLC | SunE W12DG-C, LLC | 0.999 | CAISO_Solar | physical | none | 1 | 0 | 1 | solar
ruling_list | Colton Solar Two LLC | Colton Solar Two LLC | 0.998 | CAISO_Solar | physical | none | 1 | 0 | 1 | solar
ruling_list | Caliente Springs, LLC | Caliente Springs, LLC | 0.928 | CAISO_Solar | physical | none | 1 | 0 | 1 | solar
ruling_list | CENTER_2_SOLAR1 | SunE - Pico Rivera | 0.9 | CAISO_Solar | physical | none | 1 | 0 | 1 | solar
ruling_list | SunE- Fontana | SunE- Fontana | 0.9 | CAISO_Solar | physical | none | 1 | 0 | 1 | solar
ruling_list | Boomer Solar 15 | Boomer Solar 15 | 0.9 | CAISO_Solar | physical | none | 1 | 0 | 1 | solar
ruling_list | CA - Port of Oakland - Site 1 | CA - Port of Oakland - Site 1 | 0.899 | CAISO_Solar | physical | none | 1 | 0 | 1 | solar
ruling_list | Boomer Solar 6 | Boomer Solar 6 | 0.88 | CAISO_Solar | physical | none | 1 | 0 | 1 | solar
ruling_list | Boomer Solar 17 | Boomer Solar 17 | 0.88 | CAISO_Solar | physical | none | 1 | 0 | 1 | solar
ruling_list | 2126 Lovell (SB32) | 2126 Lovell (SB32) | 0.833 | CAISO_Solar | physical | none | 1 | 0 | 1 | solar
ruling_list | SunE- Cherry Fontana | SunE- Cherry Fontana | 0.8 | CAISO_Solar | physical | none | 1 | 0 | 1 | solar
ruling_list | Pristine Sun - 2257 Campbell (SB32) | Pristine Sun - 2257 Campbell (SB32) | 0.75 | CAISO_Solar | physical | none | 1 | 0 | 1 | solar
ruling_list | Kingsburg 3 | Kingsburg 3 | 0.75 | CAISO_Solar | physical | none | 1 | 0 | 1 | solar
ruling_list | Pristine Sun Hill | Pristine Sun Hill | 0.75 | CAISO_Solar | physical | none | 1 | 0 | 1 | solar
ruling_list | Pristine Sun Stroing | Pristine Sun Stroing | 0.75 | CAISO_Solar | physical | none | 1 | 0 | 1 | solar
ruling_list | APEX 646-460 | APEX 646-460 | 0.75 | CAISO_Solar | physical | none | 1 | 0 | 1 | solar
ruling_list | One Miracle Property, LLC | One Miracle Property, LLC | 0.75 | CAISO_Solar | physical | none | 1 | 0 | 1 | solar
ruling_list | Boomer Solar 12 | Boomer Solar 12 | 0.7 | CAISO_Solar | physical | none | 1 | 0 | 1 | solar
ruling_list | Boomer Solar 22 | Boomer Solar 22 | 0.56 | CAISO_Solar | physical | none | 1 | 0 | 1 | solar
ruling_list | Innovative Cold Storage Enterprises (ICE) | Innovative Cold Storage Enterprises (ICE) | 0.504 | CAISO_Solar | physical | none | 1 | 0 | 1 | solar
ruling_list | Pristine Sun- 2192 Ramirez | Pristine Sun- 2192 Ramirez | 0.5 | CAISO_Solar | physical | none | 1 | 0 | 1 | solar
ruling_list | 3N Energy Woodland | 3N Energy Woodland | 0.5 | CAISO_Solar | physical | none | 1 | 0 | 1 | solar
ruling_list | 2105 Hart (Pristine Sun) | 2105 Hart (Pristine Sun) | 0.5 | CAISO_Solar | physical | none | 1 | 0 | 1 | solar
ruling_list | Pristine Sun - 2272 McCall (SB32) | Pristine Sun - 2272 McCall (SB32) | 0.5 | CAISO_Solar | physical | none | 1 | 0 | 1 | solar
ruling_list | Pristine Sun Scherz | Pristine Sun Scherz | 0.5 | CAISO_Solar | physical | none | 1 | 0 | 1 | solar
ruling_list | Toro Power 2, LLC | Toro Power 2, LLC | 0.5 | CAISO_Solar | physical | none | 1 | 0 | 1 | solar
ruling_list | Tulare PV1, LLC (Ivanhoe 2) | Tulare PV1, LLC (Ivanhoe 2) | 0.5 | CAISO_Solar | physical | none | 1 | 0 | 1 | solar
ruling_list | SunE - Mira Loma | SunE - Mira Loma | 0.5 | CAISO_Solar | physical | none | 1 | 0 | 1 | solar
ruling_list | SunE - Dupont Ontario | SunE - Dupont Ontario | 0.5 | CAISO_Solar | physical | none | 1 | 0 | 1 | solar
ruling_list | Mirasol Pomona 1 | Mirasol Pomona 1 | 0.5 | CAISO_Solar | physical | none | 1 | 0 | 1 | solar
ruling_list | Wilco Investments | Wilco Investments | 0.3843 | CAISO_Solar | physical | none | 1 | 0 | 1 | solar
ruling_list | 2207 Ritchie | 2207 Ritchie | 0.333 | CAISO_Solar | physical | none | 1 | 0 | 1 | solar
ruling_list | Marinos Ventures, LLC | Marinos Ventures, LLC | 0.2832 | CAISO_Solar | physical | none | 1 | 0 | 1 | solar
ruling_list | Pristine Sun- 2154 Foote | Pristine Sun- 2154 Foote | 0.25 | CAISO_Solar | physical | none | 1 | 0 | 1 | solar
ruling_list | Pristine Sun Alvares 2041 | Pristine Sun Alvares 2041 | 0.25 | CAISO_Solar | physical | none | 1 | 0 | 1 | solar
ruling_list | Pristine Sun Rogers | Pristine Sun Rogers | 0.25 | CAISO_Solar | physical | none | 1 | 0 | 1 | solar
ruling_list | Pristine Sun Smotherman | Pristine Sun Smotherman | 0.25 | CAISO_Solar | physical | none | 1 | 0 | 1 | solar
ruling_list | USFS San Dimas Technology and Development Center | USFS San Dimas Technology and Development Center | 0.25 | CAISO_Solar | physical | none | 1 | 0 | 1 | solar
ruling_list | Sanford-Burnhan Medical Research Institute I | Sanford-Burnhan Medical Research Institute I | 0.2002 | CAISO_Solar | physical | none | 1 | 0 | 1 | solar
ruling_list | Amylin Pharmaceuticals | Amylin Pharmaceuticals | 0.2 | CAISO_Solar | physical | none | 1 | 0 | 1 | solar
ruling_list | SF Service Center Solar Array 2 | SF Service Center Solar Array 2 | 0.11 | CAISO_Solar | physical | none | 1 | 0 | 1 | solar
ruling_list | SF Service Center Solar Array 1 | SF Service Center Solar Array 1 | 0.11 | CAISO_Solar | physical | none | 1 | 0 | 1 | solar
ruling_list | Pacific Station | Pacific Station | 0.10922 | CAISO_Solar | physical | none | 1 | 0 | 1 | solar
ruling_list | Hunter Industries | Hunter Industries | 0.102 | CAISO_Solar | physical | none | 1 | 0 | 1 | solar
ruling_list | Towers at Bressi Ranch | Towers at Bressi Ranch | 0.08 | CAISO_Solar | physical | none | 1 | 0 | 1 | solar
ruling_list | SCAQMD Solar Port | SCAQMD Solar Port | 0.073 | CAISO_Solar | physical | none | 1 | 0 | 1 | solar
ruling_list | AT&T Park Solar Arrays | AT&T Park Solar Arrays | 0.07 | CAISO_Solar | physical | none | 1 | 0 | 1 | solar
ruling_list | Fairfield Grossmont Trolley | Fairfield Grossmont Trolley | 0.0647 | CAISO_Solar | physical | none | 1 | 0 | 1 | solar
ruling_list | SDCCD - Skills Center | SDCCD - Skills Center | 0.056 | CAISO_Solar | physical | none | 1 | 0 | 1 | solar
ruling_list | Ladera Ranch I | Ladera Ranch I | 0.05 | CAISO_Solar | physical | none | 1 | 0 | 1 | solar
ruling_list | Del Sur Elementary School | Del Sur Elementary School | 0.041 | CAISO_Solar | physical | none | 1 | 0 | 1 | solar
ruling_list | X-nth | X-nth | 0.04 | CAISO_Solar | physical | none | 1 | 0 | 1 | solar
ruling_list | Villa Sorriso Solar | Villa Sorriso Solar | 0.0072 | CAISO_Solar | physical | none | 1 | 0 | 1 | solar
ruling_list | Curtis, Edwin | Curtis, Edwin | 0.0013 | CAISO_Solar | physical | none | 1 | 0 | 1 | solar
ruling_list | SPVP012 - Ontario | SPVP012 - Ontario | 0 | CAISO_Solar | physical | none | 1 | 0 | 1 | solar
ruling_list | Green Beanworks C, LLC | Green Beanworks C, LLC | 0 | CAISO_Solar | physical | none | 1 | 0 | 1 | solar
template_list | transfer_purchase | 0 | #N/A | transfer_purchase | special | fillme_buyer, seller, approximate resource mix | 1 | 0 | fillme | unknown
template_list | transfer_sale | 0 | #N/A | transfer_sale | special | fillme_buyer, seller, approximate resource mix | 1 | 0 | fillme | unknown
template_list | unbundled_rec | 0 | #N/A | unbundled_rec | special | fillme_approximate resource mix | 1 | 0 | fillme | unknown
template_list | unspecified_import | 0 | #N/A | unspecified_import | special | fillme_intertie, carbon content | 1 | 0 | fillme | unknown
template_list | unspecified_non_import | 0 | #N/A | unspecified_non_import | special | fillme_approximate resource mix, carbon content | 1 | 0 | fillme | unknown
ruling_list | El Cabo Wind, LLC | El Cabo Wind, LLC | 298 | CAISO_Wind | physical | none | 1 | 0 | 1 | wind_low_cf
ruling_list | S. Hurlburt Wind, LLC | S. Hurlburt Wind, LLC | 290 | CAISO_Wind | physical | none | 1 | 0 | 1 | wind_low_cf
ruling_list | Horseshoe Bend Wind, LLC | Horseshoe Bend Wind, LLC | 290 | CAISO_Wind | physical | none | 1 | 0 | 1 | wind_low_cf
ruling_list | N. Hurlburt Wind, LLC | N. Hurlburt Wind, LLC | 265 | CAISO_Wind | physical | none | 1 | 0 | 1 | wind_low_cf
ruling_list | OCTILO_5_WIND | Ocotillo Express Wind Project | 265 | CAISO_Wind | physical | none | 1 | 0 | 1 | wind_low_cf
ruling_list | VINCNT_2_QF | AES Tehachapi Wind, LLC 85-A | 207 | CAISO_Wind | physical | none | 1 | 0 | 1 | wind_low_cf
ruling_list | NaturEner Rim Rock | NaturEner Rim Rock | 189 | CAISO_Wind | physical | none | 1 | 0 | 1 | wind_low_cf
ruling_list | MANZNA_2_WIND | Iberdrola - Manzana | 189 | CAISO_Wind | physical | none | 1 | 0 | 1 | wind_low_cf
ruling_list | Broadview Energy JN, LLC | Broadview Energy JN, LLC | 181.7 | CAISO_Wind | physical | none | 1 | 0 | 1 | wind_low_cf
ruling_list | ALTA3A_2_CPCE5 | Alta Windpower V | 168 | CAISO_Wind | physical | none | 1 | 0 | 1 | wind_low_cf
ruling_list | ALT6DN_2_WIND7 | Pinyon Pines I | 168 | CAISO_Wind | physical | none | 1 | 0 | 1 | wind_low_cf
ruling_list | JAWBNE_2_NSRWND | North Sky River Energy Center | 162 | CAISO_Wind | physical | none | 1 | 0 | 1 | wind_low_cf
ruling_list | BRDSLD_2_HIWIND | High Winds | 162 | CAISO_Wind | physical | none | 1 | 0 | 1 | wind_low_cf
ruling_list | ENERSJ_2_WIND | Energia Sierra Juarez | 155.1 | CAISO_Wind | physical | none | 1 | 0 | 1 | wind_low_cf
ruling_list | Blackspring Ridge IA | Blackspring Ridge IA | 150 | CAISO_Wind | physical | none | 1 | 0 | 1 | wind_low_cf
ruling_list | Blackspring Ridge IB | Blackspring Ridge IB | 150 | CAISO_Wind | physical | none | 1 | 0 | 1 | wind_low_cf
ruling_list | Halkirk I Wind Project | Halkirk I Wind Project | 150 | CAISO_Wind | physical | none | 1 | 0 | 1 | wind_low_cf
ruling_list | BRDSLD_2_SHILO2 | Shiloh II Wind Project | 150 | CAISO_Wind | physical | none | 1 | 0 | 1 | wind_low_cf
ruling_list | BRDSLD_2_SHILO1 | Shiloh I Wind Project | 150 | CAISO_Wind | physical | none | 1 | 0 | 1 | wind_low_cf
ruling_list | ALTA4A_2_CPCW1 | Alta Windpower I | 150 | CAISO_Wind | physical | none | 1 | 0 | 1 | wind_low_cf
ruling_list | ALTA4B_2_CPCW2 | Alta Windpower II | 150 | CAISO_Wind | physical | none | 1 | 0 | 1 | wind_low_cf
ruling_list | ALTA4B_2_CPCW3 | Alta Windpower III | 150 | CAISO_Wind | physical | none | 1 | 0 | 1 | wind_low_cf
ruling_list | ALTA4B_2_CPCW6 | Mustang Hills, LLC | 150 | CAISO_Wind | physical | none | 1 | 0 | 1 | wind_low_cf
ruling_list | ALTA3A_2_CPCE8 | Alta Windpower VIII | 150 | CAISO_Wind | physical | none | 1 | 0 | 1 | wind_low_cf
ruling_list | Green Ridge Power LLC (110 MW) | Green Ridge Power LLC (110 MW) | 144.1 | CAISO_Wind | physical | none | 1 | 0 | 1 | wind_low_cf
ruling_list | Broadview Energy KW, LLC | Broadview Energy KW, LLC | 142.6 | CAISO_Wind | physical | none | 1 | 0 | 1 | wind_low_cf
ruling_list | ROSMDW_2_WIND1 | Pacific Wind Project | 140 | CAISO_Wind | physical | none | 1 | 0 | 1 | wind_low_cf
ruling_list | ALTA6E_2_WIND10 | Alta Windpower X | 138 | CAISO_Wind | physical | none | 1 | 0 | 1 | wind_low_cf
ruling_list | ALT6DS_2_WIND9 | Pinyon Pines II | 132 | CAISO_Wind | physical | none | 1 | 0 | 1 | wind_low_cf
ruling_list | Tule Wind | Tule Wind | 132 | CAISO_Wind | physical | none | 1 | 0 | 1 | wind_low_cf
ruling_list | Voyager Wind I, LLC | Voyager Wind I, LLC | 132 | CAISO_Wind | physical | none | 1 | 0 | 1 | wind_low_cf
ruling_list | Los Banos Wind | Los Banos Wind | 125 | CAISO_Wind | physical | none | 1 | 0 | 1 | wind_low_cf
ruling_list | Goshen Phase II, LLC | Goshen Phase II, LLC | 124.5 | CAISO_Wind | physical | none | 1 | 0 | 1 | wind_low_cf
ruling_list | WNDSTR_2_WIND | Windstar Energy, LLC | 120 | CAISO_Wind | physical | none | 1 | 0 | 1 | wind_low_cf
ruling_list | NaturEner Glacier 1 | NaturEner Glacier 1 | 106.5 | CAISO_Wind | physical | none | 1 | 0 | 1 | wind_low_cf
ruling_list | Big Horn 1 | Big Horn 1 | 105 | CAISO_Wind | physical | none | 1 | 0 | 1 | wind_low_cf
ruling_list | Palouse Wind | Palouse Wind | 104.4 | CAISO_Wind | physical | none | 1 | 0 | 1 | wind_low_cf
ruling_list | NaturEner Glacier 2 | NaturEner Glacier 2 | 103.5 | CAISO_Wind | physical | none | 1 | 0 | 1 | wind_low_cf
ruling_list | HATRDG_2_WIND | Hatchet Ridge | 103.2 | CAISO_Wind | physical | none | 1 | 0 | 1 | wind_low_cf
ruling_list | Rattlesnake Road (Arlington) Wind Power Project | Rattlesnake Road (Arlington) Wind Power Project | 102.9 | CAISO_Wind | physical | none | 1 | 0 | 1 | wind_low_cf
ruling_list | BRDSLD_2_SHLO3A | Shiloh III Wind Project | 102.5 | CAISO_Wind | physical | none | 1 | 0 | 1 | wind_low_cf
ruling_list | BRODIE_2_WIND | Coram Brodie | 102 | CAISO_Wind | physical | none | 1 | 0 | 1 | wind_low_cf
ruling_list | ALTA3A_2_CPCE4 | Alta Windpower IV | 102 | CAISO_Wind | physical | none | 1 | 0 | 1 | wind_low_cf
ruling_list | BRDSLD_2_SHLO3B | Shiloh IV | 100 | CAISO_Wind | physical | none | 1 | 0 | 1 | wind_low_cf
ruling_list | RTREE_2_WIND3 | Rising Tree Wind Farm III, LLC (f/k/a Alta XIII) | 100 | CAISO_Wind | physical | none | 1 | 0 | 1 | wind_low_cf
ruling_list | Vantage Wind Energy Center | Vantage Wind Energy Center | 90 | CAISO_Wind | physical | none | 1 | 0 | 1 | wind_low_cf
ruling_list | Klondike IIIA | Klondike IIIA | 90 | CAISO_Wind | physical | none | 1 | 0 | 1 | wind_low_cf
ruling_list | ALTA6B_2_WIND11 | Alta Windpower XI | 90 | CAISO_Wind | physical | none | 1 | 0 | 1 | wind_low_cf
ruling_list | Klondike Wind Power Project III | Klondike Wind Power Project III | 85 | CAISO_Wind | physical | none | 1 | 0 | 1 | wind_low_cf
ruling_list | RTREE_2_WIND1 | Rising Tree Wind Farm, LLC | 80 | CAISO_Wind | physical | none | 1 | 0 | 1 | wind_low_cf
ruling_list | USWPJR_2_UNITS | Vasco Wind Energy Center | 78.2 | CAISO_Wind | physical | none | 1 | 0 | 1 | wind_low_cf
ruling_list | BRDSLD_2_MTZUM2 | Montezuma II Wind Energy Center | 78.2 | CAISO_Wind | physical | none | 1 | 0 | 1 | wind_low_cf
ruling_list | JAWBNE_2_SRWND | Sky River Patnership (Wilderness I) | 77 | CAISO_Wind | physical | none | 1 | 0 | 1 | wind_low_cf
ruling_list | MTWIND_1_UNIT 1 | Mountain View Power Partners, LLC | 66.6 | CAISO_Wind | physical | none | 1 | 0 | 1 | wind_low_cf
ruling_list | ENWIND_2_WIND2 | Ridgetop Energy, LLC (I) | 65 | CAISO_Wind | physical | none | 1 | 0 | 1 | wind_low_cf
ruling_list | VINCNT_2_WESTWD | Oasis Power | 60 | CAISO_Wind | physical | none | 1 | 0 | 1 | wind_low_cf
ruling_list | ANTLPE_2_QF | Tehachapi Power Purchase Contract Trust | 56 | CAISO_Wind | physical | none | 1 | 0 | 1 | wind_low_cf
ruling_list | Green Ridge Power LLC (70 MW) | Green Ridge Power LLC (70 MW) | 54 | CAISO_Wind | physical | none | 1 | 0 | 1 | wind_low_cf
ruling_list | CRSTWD_6_KUMYAY | Kumeyaay Wind Energy Facility | 50 | CAISO_Wind | physical | none | 1 | 0 | 1 | wind_low_cf
ruling_list | San Gorgonio Wind | San Gorgonio Wind | 49.5 | CAISO_Wind | physical | none | 1 | 0 | 1 | wind_low_cf
ruling_list | BLAST_1_WIND | Mountain View Power Partners IV, LLC | 49 | CAISO_Wind | physical | none | 1 | 0 | 1 | wind_low_cf
ruling_list | Altamont Midway Ltd. | Altamont Midway Ltd. | 48.9 | CAISO_Wind | physical | none | 1 | 0 | 1 | wind_low_cf
ruling_list | ENWIND_2_WIND1 | Cameron Ridge LLC (III) | 47.12 | CAISO_Wind | physical | none | 1 | 0 | 1 | wind_low_cf
ruling_list | TIFFNY_1_DILLON | Dillon Wind LLC (A&R) | 45 | CAISO_Wind | physical | none | 1 | 0 | 1 | wind_low_cf
ruling_list | Green Ridge Power LLC (100 MW - A) | Green Ridge Power LLC (100 MW - A) | 43.1 | CAISO_Wind | physical | none | 1 | 0 | 1 | wind_low_cf
ruling_list | WNDMAS_2_UNIT 1 | Buena Vista | 43 | CAISO_Wind | physical | none | 1 | 0 | 1 | wind_low_cf
ruling_list | USWND2_1_WIND2 | Golden Hills B | 42.96 | CAISO_Wind | physical | none | 1 | 0 | 1 | wind_low_cf
ruling_list | USWND2_1_WIND1 | Golden Hills A | 42.96 | CAISO_Wind | physical | none | 1 | 0 | 1 | wind_low_cf
ruling_list | Voyager Wind III | Voyager Wind III | 42 | CAISO_Wind | physical | none | 1 | 0 | 1 | wind_low_cf
ruling_list | Golden Hills North | Golden Hills North | 41.2 | CAISO_Wind | physical | none | 1 | 0 | 1 | wind_low_cf
ruling_list | TRNSWD_1_QF | Cabazon Wind Partners, LLC | 41 | CAISO_Wind | physical | none | 1 | 0 | 1 | wind_low_cf
ruling_list | BRDSLD_2_MTZUMA | Montezuma Wind Energy Center | 36.8 | CAISO_Wind | physical | none | 1 | 0 | 1 | wind_low_cf
ruling_list | INTTRB_6_UNIT | International Turbine Research | 34 | CAISO_Wind | physical | none | 1 | 0 | 1 | wind_low_cf
ruling_list | DEVERS_1_QF | Section 16-29 Trust (Altech III) | 32.874 | CAISO_Wind | physical | none | 1 | 0 | 1 | wind_low_cf
ruling_list | PANSEA_1_PANARO | Mesa Wind Power Corporation | 29.9 | CAISO_Wind | physical | none | 1 | 0 | 1 | wind_low_cf
ruling_list | Pleasant Valley (WEST Wyoming Wind Energy Center) | Pleasant Valley (WEST Wyoming Wind Energy Center) | 29.8926 | CAISO_Wind | physical | none | 1 | 0 | 1 | wind_low_cf
ruling_list | Tres Vaqueros Wind Farms, LLC | Tres Vaqueros Wind Farms, LLC | 28 | CAISO_Wind | physical | none | 1 | 0 | 1 | wind_low_cf
ruling_list | Northwind Energy | Northwind Energy | 27 | CAISO_Wind | physical | none | 1 | 0 | 1 | wind_low_cf
ruling_list | Alta Mesa Pwr. Purch. Contract Trust | Alta Mesa Pwr. Purch. Contract Trust | 27 | CAISO_Wind | physical | none | 1 | 0 | 1 | wind_low_cf
ruling_list | MTWIND_1_UNIT 3 | Iberdrola - Mountain Wind | 22.8 | CAISO_Wind | physical | none | 1 | 0 | 1 | wind_low_cf
ruling_list | Patterson Pass Wind Farm LLC | Patterson Pass Wind Farm LLC | 22 | CAISO_Wind | physical | none | 1 | 0 | 1 | wind_low_cf
ruling_list | Altech III - RAM 5 | Altech III - RAM 5 | 20 | CAISO_Wind | physical | none | 1 | 0 | 1 | wind_low_cf
ruling_list | Sand Hill Wind, LLC - RAM 3 | Sand Hill Wind, LLC - RAM 3 | 20 | CAISO_Wind | physical | none | 1 | 0 | 1 | wind_low_cf
ruling_list | ARBWD_6_QF | Wind Resource II - RAM 2 | 19.955 | CAISO_Wind | physical | none | 1 | 0 | 1 | wind_low_cf
ruling_list | RTREE_2_WIND2 | Rising Tree Wind Farm II LLC - RAM 4 | 19.8 | CAISO_Wind | physical | none | 1 | 0 | 1 | wind_low_cf
ruling_list | Pebble Springs | Pebble Springs | 19.74 | CAISO_Wind | physical | none | 1 | 0 | 1 | wind_low_cf
ruling_list | CAPWD_1_QF | Edom Hills Project 1, LLC | 19.55 | CAISO_Wind | physical | none | 1 | 0 | 1 | wind_low_cf
ruling_list | Altamont Power LLC (4-4) | Altamont Power LLC (4-4) | 19 | CAISO_Wind | physical | none | 1 | 0 | 1 | wind_low_cf
ruling_list | Altamont Power LLC (6-4) | Altamont Power LLC (6-4) | 19 | CAISO_Wind | physical | none | 1 | 0 | 1 | wind_low_cf
ruling_list | FLOWD2_2_FPLWND | Diablo Winds (2) | 18 | CAISO_Wind | physical | none | 1 | 0 | 1 | wind_low_cf
ruling_list | ZOND_6_UNIT | Santa Clara 85C | 18 | CAISO_Wind | physical | none | 1 | 0 | 1 | wind_low_cf
ruling_list | Big Horn 2 | Big Horn 2 | 17.5 | CAISO_Wind | physical | none | 1 | 0 | 1 | wind_low_cf
ruling_list | GARNET_1_UNITS | FPL Energy Green Power Wind | 16.5 | CAISO_Wind | physical | none | 1 | 0 | 1 | wind_low_cf
ruling_list | Smoke Tree Wind, LLC | Smoke Tree Wind, LLC | 16 | CAISO_Wind | physical | none | 1 | 0 | 1 | wind_low_cf
ruling_list | Horse Butte Wind | Horse Butte Wind | 15.1966 | CAISO_Wind | physical | none | 1 | 0 | 1 | wind_low_cf
ruling_list | ALTWD_1_QF | Difwind Partners | 15.063 | CAISO_Wind | physical | none | 1 | 0 | 1 | wind_low_cf
ruling_list | Green Ridge Power LLC (100 MW - D) | Green Ridge Power LLC (100 MW - D) | 15 | CAISO_Wind | physical | none | 1 | 0 | 1 | wind_low_cf
ruling_list | Section 20 Trust | Section 20 Trust | 13.51 | CAISO_Wind | physical | none | 1 | 0 | 1 | wind_low_cf
ruling_list | FLOWD_2_WIND1 | Cameron Ridge II, LLC (f/k/a 6091) | 11.9 | CAISO_Wind | physical | none | 1 | 0 | 1 | wind_low_cf
ruling_list | Energy Development & Const. Corp. (f/k/a 6062) | Energy Development & Const. Corp. (f/k/a 6062) | 11.7 | CAISO_Wind | physical | none | 1 | 0 | 1 | wind_low_cf
ruling_list | GARNET_2_WIND1 | San Gorgonio | 11.2 | CAISO_Wind | physical | none | 1 | 0 | 1 | wind_low_cf
ruling_list | Green Ridge Power LLC (23.8 MW) | Green Ridge Power LLC (23.8 MW) | 10.8 | CAISO_Wind | physical | none | 1 | 0 | 1 | wind_low_cf
ruling_list | USWNDR_2_UNITS | Edf Renewable Windfarm V, Inc. (10 MW) | 10 | CAISO_Wind | physical | none | 1 | 0 | 1 | wind_low_cf
ruling_list | GARNET_2_WIND4 | San Gorgonio Westwinds II- Windustries, LLC (f/k/a 6058) | 9.8 | CAISO_Wind | physical | none | 1 | 0 | 1 | wind_low_cf
ruling_list | NZWIND_6_CALWND | Wind Resource I - RAM 1 | 9 | CAISO_Wind | physical | none | 1 | 0 | 1 | wind_low_cf
ruling_list | MIDWD_2_WIND1 | Windland Refresh 2, LLC (f/k/a 6097) | 7.81 | CAISO_Wind | physical | none | 1 | 0 | 1 | wind_low_cf
ruling_list | MIDWD_7_CORAMB | Coram Energy | 7.5 | CAISO_Wind | physical | none | 1 | 0 | 1 | wind_low_cf
ruling_list | MIDWD_6_WNDLND | Windland Refresh, LLC | 7.46 | CAISO_Wind | physical | none | 1 | 0 | 1 | wind_low_cf
ruling_list | NZWIND_6_WDSTR2 | Wind Stream Operations, LLC (VG # 2) | 6.925 | CAISO_Wind | physical | none | 1 | 0 | 1 | wind_low_cf
ruling_list | NZWIND_6_WDSTR4 | Wind Stream Operations, LLC (VG # 4) | 6.77 | CAISO_Wind | physical | none | 1 | 0 | 1 | wind_low_cf
ruling_list | GARNET_1_WIND | Garnet Wind Energy Center | 6.5 | CAISO_Wind | physical | none | 1 | 0 | 1 | wind_low_cf
ruling_list | NZWIND_6_WDSTR3 | Wind Stream Operations, LLC (VG # 3) | 6.015 | CAISO_Wind | physical | none | 1 | 0 | 1 | wind_low_cf
ruling_list | GARNET_1_WT3WND | WAGNER WIND, LLC | 6 | CAISO_Wind | physical | none | 1 | 0 | 1 | wind_low_cf
ruling_list | BNY Western Trust Company | BNY Western Trust Company | 5.93 | CAISO_Wind | physical | none | 1 | 0 | 1 | wind_low_cf
ruling_list | Green Ridge Power LLC (5.9 MW) | Green Ridge Power LLC (5.9 MW) | 5.9 | CAISO_Wind | physical | none | 1 | 0 | 1 | wind_low_cf
ruling_list | Forebay Wind LLC - Altech | Forebay Wind LLC - Altech | 5.76 | CAISO_Wind | physical | none | 1 | 0 | 1 | wind_low_cf
ruling_list | Milford Wind WT11 | Milford Wind WT11 | 5.0875 | CAISO_Wind | physical | none | 1 | 0 | 1 | wind_low_cf
ruling_list | Juniper Canyon Wind Power | Juniper Canyon Wind Power | 4.6721 | CAISO_Wind | physical | none | 1 | 0 | 0 | wind_low_cf
ruling_list | Western Wind Energy Corp (Windridge) | Western Wind Energy Corp (Windridge) | 4.5 | CAISO_Wind | physical | none | 1 | 0 | 1 | wind_low_cf
ruling_list | Altamont Power LLC (3-4 ) | Altamont Power LLC (3-4 ) | 4.05 | CAISO_Wind | physical | none | 1 | 0 | 1 | wind_low_cf
ruling_list | Mogul Energy Partnership I | Mogul Energy Partnership I | 4 | CAISO_Wind | physical | none | 1 | 0 | 1 | wind_low_cf
ruling_list | OAKWD_6_ZEPHWD | Oak Creek Wind - Zephyr | 3.5 | CAISO_Wind | physical | none | 1 | 0 | 1 | wind_low_cf
ruling_list | MIDWD_2_WIND2 | Coram Energy, LLC | 3 | CAISO_Wind | physical | none | 1 | 0 | 1 | wind_low_cf
ruling_list | Coram Energy LLC | Coram Energy LLC | 3 | CAISO_Wind | physical | none | 1 | 0 | 1 | wind_low_cf
ruling_list | GARNET_2_WIND5 | Yavi Energy (f/k/a 6052) | 3 | CAISO_Wind | physical | none | 1 | 0 | 1 | wind_low_cf
ruling_list | Forebay Wind LLC - Western | Forebay Wind LLC - Western | 2.7 | CAISO_Wind | physical | none | 1 | 0 | 1 | wind_low_cf
ruling_list | Forebay Wind LLC - Cwes | Forebay Wind LLC - Cwes | 2.1 | CAISO_Wind | physical | none | 1 | 0 | 1 | wind_low_cf
ruling_list | PWEST_1_UNIT | Iberdrola - Phoenix West | 2.1 | CAISO_Wind | physical | none | 1 | 0 | 1 | wind_low_cf
ruling_list | Forebay Wind LLC - Viking | Forebay Wind LLC - Viking | 1.69 | CAISO_Wind | physical | none | 1 | 0 | 1 | wind_low_cf
ruling_list | BUCKWD_7_WINTCV | Wintec Energy #2-A | 1.32 | CAISO_Wind | physical | none | 1 | 0 | 1 | wind_low_cf
ruling_list | Forebay Wind LLC - Taxvest | Forebay Wind LLC - Taxvest | 0.715 | CAISO_Wind | physical | none | 1 | 0 | 1 | wind_low_cf
ruling_list | Forebay Wind LLC - Seawest | Forebay Wind LLC - Seawest | 0.065 | CAISO_Wind | physical | none | 1 | 0 | 1 | wind_low_cf
ruling_list | Donald R. Chenoweth | Donald R. Chenoweth | 0.01 | CAISO_Wind | physical | none | 1 | 0 | 1 | wind_low_cf
ruling_list | Bennett Creek Windfarm, LLC | Bennett Creek Windfarm, LLC | 0 | CAISO_Wind | physical | none | 1 | 0 | 1 | wind_low_cf
ruling_list | Hot Springs Windfarm, LLC, Mountain Wind Power II; Nine Canyon Wind Project - Phase 3 | Hot Springs Windfarm, LLC, Mountain Wind Power II; Nine Canyon Wind Project - Phase 3 | 0 | CAISO_Wind | physical | none | 1 | 0 | 1 | wind_low_cf
added | SutterEnergyCC-Total |  | 525 | BANC_CCGT | physical | none | 0 | 1 | 1 | thermal
template_list | Mountain_Pass_El_Dorado_Solar | 0 | #N/A | CAISO_Solar | new_resolve | fillme_name,type,mw | 0 | 1 | 0 | solar

## lse_names
lse | NAME | LSE Type
3PR | 3 Phases Renewables | ESP
APN | American PowerNet Management | ESP
AVCE | Apple Valley Choice Energy | CCA
CEI | Just Energy Solutions | ESP
CES | Commercial Energy of Montana | ESP
CNE | Constellation New Energy | ESP
COBP | City of Baldwin Park | CCA
COSB | City of Solana Beach | CCA
CPA | Calpine Power America | ESP
CPASC | Clean Power Alliance of Southern California | CCA
CPSF | CleanPowerSF | CCA
DCE | Desert Community Energy | CCA
DEB | Direct Energy Business | ESP
EBCE | East Bay Community Energy | CCA
EIPS | EDF Industrial Power Services | ESP
HANFORD | City of Hanford | CCA
KCCP | King City Community Power | CCA
LCE | Lancaster Choice Energy | CCA
LPH | Liberty Power Holdings | ESP
MBCPA | Monterey Bay Community Power Authority | CCA
MCE | Marin Clean Energy | CCA
NES | Calpine Energy Solutions | ESP
PALMDALE | City of Palmdale | CCA
PCEA | Peninsula Clean Energy Authority | CCA
PGE | Pacific Gas & Electric | IOU
PIONEER | Pioneer Community Energy | CCA
POMONA | City of Pomona | CCA
PPG | Pilot Power Group | ESP
PRIME | Pico Rivera Innovative Municipal Energy | CCA
RCEA | Redwood Coast Energy Authority | CCA
RMEA | Rancho Mirage Energy Authority | CCA
SCE | Southern California Edison | IOU
SDGE | San Diego Gas & Electric | IOU
SENA | Shell Energy North America | ESP
SJCE | San Jose Clean Energy | CCA
SJP | San Jacinto Power | CCA
SOMA | Sonoma Clean Power Authority | CCA
SVCEA | Silicon Valley Clean Energy Authority | CCA
TNG | Tiger Natural Gas | ESP
UCOP | University of California | ESP
VCEA | Valley Clean Energy Alliance | CCA
WCE | Western Community Energy | CCA
generic_example | Example LSE for illustrative purposes | None
PCORP | PacifiCorp | IOU
BEAR | Bear Valley Electric Service | IOU
LIB | Liberty Utilities | IOU
BCE | Butte Choice Energy | CCA
CEA | Clean Energy Alliance | CCA
COM | City of Commerce | CCA
SDCP | San Diego Community Power | CCA
SBCE | Santa Barbara Clean Energy | CCA
AGERA | Agera Energy, LLC | ESP
GEXA | Gexa Energy California, LLC | ESP
LPD | Liberty Power Delaware, LLC | ESP
PALMCO | Palmco Power CA | ESP
PRAX | Praxair Plainfield, Inc. | ESP
TENA | Tenaska Power Services Co. | ESP
YEP | Yep Energy | ESP
ANZA | Anza Electric Cooperative | COOP
PLUMAS | Plumas Sierra Rural Electric Cooperative | COOP
SURPRISE | Surprise Valley Electrification Corporation | COOP
VEA | Valley Electric Association | COOP

## elcc
type | year | month | elcc_type_year_month | elcc_percent_46mmt | elcc_percent_38mmt | selected_elcc: 38 mmt | 38 | <- current portfolio
wind_low_cf | 2020 | 1 | wind_low_cf_2020_1 | 14% | 14% | 14%
wind_low_cf | 2020 | 2 | wind_low_cf_2020_2 | 12% | 12% | 12% |  |  | Values through 2023 from: https://www.cpuc.ca.gov/WorkArea/DownloadAsset.aspx?id=6442463337
wind_low_cf | 2020 | 3 | wind_low_cf_2020_3 | 28% | 28% | 28% |  |  | Values 2024 and after from RESOLVE.
wind_low_cf | 2020 | 4 | wind_low_cf_2020_4 | 25% | 25% | 25%
wind_low_cf | 2020 | 5 | wind_low_cf_2020_5 | 25% | 25% | 25%
wind_low_cf | 2020 | 6 | wind_low_cf_2020_6 | 33% | 33% | 33%
wind_low_cf | 2020 | 7 | wind_low_cf_2020_7 | 23% | 23% | 23%
wind_low_cf | 2020 | 8 | wind_low_cf_2020_8 | 21% | 21% | 21%
wind_low_cf | 2020 | 9 | wind_low_cf_2020_9 | 15% | 15% | 15%
wind_low_cf | 2020 | 10 | wind_low_cf_2020_10 | 8% | 8% | 8%
wind_low_cf | 2020 | 11 | wind_low_cf_2020_11 | 12% | 12% | 12%
wind_low_cf | 2020 | 12 | wind_low_cf_2020_12 | 13% | 13% | 13%
wind_low_cf | 2021 | 1 | wind_low_cf_2021_1 | 14% | 14% | 14%
wind_low_cf | 2021 | 2 | wind_low_cf_2021_2 | 12% | 12% | 12%
wind_low_cf | 2021 | 3 | wind_low_cf_2021_3 | 28% | 28% | 28%
wind_low_cf | 2021 | 4 | wind_low_cf_2021_4 | 25% | 25% | 25%
wind_low_cf | 2021 | 5 | wind_low_cf_2021_5 | 25% | 25% | 25%
wind_low_cf | 2021 | 6 | wind_low_cf_2021_6 | 33% | 33% | 33%
wind_low_cf | 2021 | 7 | wind_low_cf_2021_7 | 23% | 23% | 23%
wind_low_cf | 2021 | 8 | wind_low_cf_2021_8 | 21% | 21% | 21%
wind_low_cf | 2021 | 9 | wind_low_cf_2021_9 | 15% | 15% | 15%
wind_low_cf | 2021 | 10 | wind_low_cf_2021_10 | 8% | 8% | 8%
wind_low_cf | 2021 | 11 | wind_low_cf_2021_11 | 12% | 12% | 12%
wind_low_cf | 2021 | 12 | wind_low_cf_2021_12 | 13% | 13% | 13%
wind_low_cf | 2022 | 1 | wind_low_cf_2022_1 | 14% | 14% | 14%
wind_low_cf | 2022 | 2 | wind_low_cf_2022_2 | 12% | 12% | 12%
wind_low_cf | 2022 | 3 | wind_low_cf_2022_3 | 28% | 28% | 28%
wind_low_cf | 2022 | 4 | wind_low_cf_2022_4 | 25% | 25% | 25%
wind_low_cf | 2022 | 5 | wind_low_cf_2022_5 | 25% | 25% | 25%
wind_low_cf | 2022 | 6 | wind_low_cf_2022_6 | 33% | 33% | 33%
wind_low_cf | 2022 | 7 | wind_low_cf_2022_7 | 23% | 23% | 23%
wind_low_cf | 2022 | 8 | wind_low_cf_2022_8 | 21% | 21% | 21%
wind_low_cf | 2022 | 9 | wind_low_cf_2022_9 | 15% | 15% | 15%
wind_low_cf | 2022 | 10 | wind_low_cf_2022_10 | 8% | 8% | 8%
wind_low_cf | 2022 | 11 | wind_low_cf_2022_11 | 12% | 12% | 12%
wind_low_cf | 2022 | 12 | wind_low_cf_2022_12 | 13% | 13% | 13%
wind_low_cf | 2023 | 1 | wind_low_cf_2023_1 | 14% | 14% | 14%
wind_low_cf | 2023 | 2 | wind_low_cf_2023_2 | 12% | 12% | 12%
wind_low_cf | 2023 | 3 | wind_low_cf_2023_3 | 28% | 28% | 28%
wind_low_cf | 2023 | 4 | wind_low_cf_2023_4 | 25% | 25% | 25%
wind_low_cf | 2023 | 5 | wind_low_cf_2023_5 | 25% | 25% | 25%
wind_low_cf | 2023 | 6 | wind_low_cf_2023_6 | 33% | 33% | 33%
wind_low_cf | 2023 | 7 | wind_low_cf_2023_7 | 23% | 23% | 23%
wind_low_cf | 2023 | 8 | wind_low_cf_2023_8 | 21% | 21% | 21%
wind_low_cf | 2023 | 9 | wind_low_cf_2023_9 | 15% | 15% | 15%
wind_low_cf | 2023 | 10 | wind_low_cf_2023_10 | 8% | 8% | 8%
wind_low_cf | 2023 | 11 | wind_low_cf_2023_11 | 12% | 12% | 12%
wind_low_cf | 2023 | 12 | wind_low_cf_2023_12 | 13% | 13% | 13%
wind_low_cf | 2024 | 1 | wind_low_cf_2024_1 | 15.87% | 16.12% | 16.12%
wind_low_cf | 2024 | 2 | wind_low_cf_2024_2 | 13.6% | 13.81% | 13.81%
wind_low_cf | 2024 | 3 | wind_low_cf_2024_3 | 31.73% | 32.23% | 32.23%
wind_low_cf | 2024 | 4 | wind_low_cf_2024_4 | 28.33% | 28.78% | 28.78%
wind_low_cf | 2024 | 5 | wind_low_cf_2024_5 | 28.33% | 28.78% | 28.78%
wind_low_cf | 2024 | 6 | wind_low_cf_2024_6 | 37.4% | 37.99% | 37.99%
wind_low_cf | 2024 | 7 | wind_low_cf_2024_7 | 26.07% | 26.48% | 26.48%
wind_low_cf | 2024 | 8 | wind_low_cf_2024_8 | 23.8% | 24.17% | 24.17%
wind_low_cf | 2024 | 9 | wind_low_cf_2024_9 | 17.33% | 17.27% | 17.27%
wind_low_cf | 2024 | 10 | wind_low_cf_2024_10 | 9.067% | 9.209% | 9.209%
wind_low_cf | 2024 | 11 | wind_low_cf_2024_11 | 13.6% | 13.81% | 13.81%
wind_low_cf | 2024 | 12 | wind_low_cf_2024_12 | 14.73% | 14.96% | 14.96%
wind_low_cf | 2025 | 1 | wind_low_cf_2025_1 | 18.67% | 18.23% | 18.23%
wind_low_cf | 2025 | 2 | wind_low_cf_2025_2 | 16% | 15.63% | 15.63%
wind_low_cf | 2025 | 3 | wind_low_cf_2025_3 | 37.33% | 36.46% | 36.46%
wind_low_cf | 2025 | 4 | wind_low_cf_2025_4 | 33.33% | 32.56% | 32.56%
wind_low_cf | 2025 | 5 | wind_low_cf_2025_5 | 33.33% | 32.56% | 32.56%
wind_low_cf | 2025 | 6 | wind_low_cf_2025_6 | 44% | 42.98% | 42.98%
wind_low_cf | 2025 | 7 | wind_low_cf_2025_7 | 30.67% | 29.95% | 29.95%
wind_low_cf | 2025 | 8 | wind_low_cf_2025_8 | 28% | 27.35% | 27.35%
wind_low_cf | 2025 | 9 | wind_low_cf_2025_9 | 19.67% | 19.53% | 19.53%
wind_low_cf | 2025 | 10 | wind_low_cf_2025_10 | 10.67% | 10.42% | 10.42%
wind_low_cf | 2025 | 11 | wind_low_cf_2025_11 | 16% | 15.63% | 15.63%
wind_low_cf | 2025 | 12 | wind_low_cf_2025_12 | 17.33% | 16.93% | 16.93%
wind_low_cf | 2026 | 1 | wind_low_cf_2026_1 | 20.53% | 20.35% | 20.35%
wind_low_cf | 2026 | 2 | wind_low_cf_2026_2 | 17.6% | 17.44% | 17.44%
wind_low_cf | 2026 | 3 | wind_low_cf_2026_3 | 41.07% | 40.7% | 40.7%
wind_low_cf | 2026 | 4 | wind_low_cf_2026_4 | 36.67% | 36.34% | 36.34%
wind_low_cf | 2026 | 5 | wind_low_cf_2026_5 | 36.67% | 36.34% | 36.34%
wind_low_cf | 2026 | 6 | wind_low_cf_2026_6 | 48.4% | 47.96% | 47.96%
wind_low_cf | 2026 | 7 | wind_low_cf_2026_7 | 33.73% | 33.43% | 33.43%
wind_low_cf | 2026 | 8 | wind_low_cf_2026_8 | 30.8% | 30.52% | 30.52%
wind_low_cf | 2026 | 9 | wind_low_cf_2026_9 | 22% | 21.8% | 21.8%
wind_low_cf | 2026 | 10 | wind_low_cf_2026_10 | 11.73% | 11.63% | 11.63%
wind_low_cf | 2026 | 11 | wind_low_cf_2026_11 | 17.6% | 17.44% | 17.44%
wind_low_cf | 2026 | 12 | wind_low_cf_2026_12 | 19.07% | 18.89% | 18.89%
wind_high_cf | 2026 | 1 | wind_high_cf_2026_1 | 26.13% | 25.61% | 25.61%
wind_high_cf | 2026 | 2 | wind_high_cf_2026_2 | 22.4% | 21.95% | 21.95%
wind_high_cf | 2026 | 3 | wind_high_cf_2026_3 | 52.27% | 51.22% | 51.22%
wind_high_cf | 2026 | 4 | wind_high_cf_2026_4 | 46.67% | 45.73% | 45.73%
wind_high_cf | 2026 | 5 | wind_high_cf_2026_5 | 46.67% | 45.73% | 45.73%
wind_high_cf | 2026 | 6 | wind_high_cf_2026_6 | 61.6% | 60.37% | 60.37%
wind_high_cf | 2026 | 7 | wind_high_cf_2026_7 | 42.93% | 42.07% | 42.07%
wind_high_cf | 2026 | 8 | wind_high_cf_2026_8 | 39.2% | 38.42% | 38.42%
wind_high_cf | 2026 | 9 | wind_high_cf_2026_9 | 27.69% | 27.4% | 27.4%
wind_high_cf | 2026 | 10 | wind_high_cf_2026_10 | 14.93% | 14.63% | 14.63%
wind_high_cf | 2026 | 11 | wind_high_cf_2026_11 | 22.4% | 21.95% | 21.95%
wind_high_cf | 2026 | 12 | wind_high_cf_2026_12 | 24.27% | 23.78% | 23.78%
wind_low_cf | 2027 | 1 | wind_low_cf_2027_1 | 20.53% | 20.32% | 20.32%
wind_low_cf | 2027 | 2 | wind_low_cf_2027_2 | 17.6% | 17.42% | 17.42%
wind_low_cf | 2027 | 3 | wind_low_cf_2027_3 | 41.07% | 40.65% | 40.65%
wind_low_cf | 2027 | 4 | wind_low_cf_2027_4 | 36.67% | 36.29% | 36.29%
wind_low_cf | 2027 | 5 | wind_low_cf_2027_5 | 36.67% | 36.29% | 36.29%
wind_low_cf | 2027 | 6 | wind_low_cf_2027_6 | 48.4% | 47.9% | 47.9%
wind_low_cf | 2027 | 7 | wind_low_cf_2027_7 | 33.73% | 33.39% | 33.39%
wind_low_cf | 2027 | 8 | wind_low_cf_2027_8 | 30.8% | 30.48% | 30.48%
wind_low_cf | 2027 | 9 | wind_low_cf_2027_9 | 22% | 21.77% | 21.77%
wind_low_cf | 2027 | 10 | wind_low_cf_2027_10 | 11.73% | 11.61% | 11.61%
wind_low_cf | 2027 | 11 | wind_low_cf_2027_11 | 17.6% | 17.42% | 17.42%
wind_low_cf | 2027 | 12 | wind_low_cf_2027_12 | 19.07% | 18.87% | 18.87%
wind_high_cf | 2027 | 1 | wind_high_cf_2027_1 | 26.13% | 25.61% | 25.61%
wind_high_cf | 2027 | 2 | wind_high_cf_2027_2 | 22.4% | 21.95% | 21.95%
wind_high_cf | 2027 | 3 | wind_high_cf_2027_3 | 52.27% | 51.22% | 51.22%
wind_high_cf | 2027 | 4 | wind_high_cf_2027_4 | 46.67% | 45.73% | 45.73%
wind_high_cf | 2027 | 5 | wind_high_cf_2027_5 | 46.67% | 45.73% | 45.73%
wind_high_cf | 2027 | 6 | wind_high_cf_2027_6 | 61.6% | 60.37% | 60.37%
wind_high_cf | 2027 | 7 | wind_high_cf_2027_7 | 42.93% | 42.07% | 42.07%
wind_high_cf | 2027 | 8 | wind_high_cf_2027_8 | 39.2% | 38.42% | 38.42%
wind_high_cf | 2027 | 9 | wind_high_cf_2027_9 | 27.69% | 27.4% | 27.4%
wind_high_cf | 2027 | 10 | wind_high_cf_2027_10 | 14.93% | 14.63% | 14.63%
wind_high_cf | 2027 | 11 | wind_high_cf_2027_11 | 22.4% | 21.95% | 21.95%
wind_high_cf | 2027 | 12 | wind_high_cf_2027_12 | 24.27% | 23.78% | 23.78%
wind_low_cf | 2028 | 1 | wind_low_cf_2028_1 | 20.53% | 20.3% | 20.3%
wind_low_cf | 2028 | 2 | wind_low_cf_2028_2 | 17.6% | 17.4% | 17.4%
wind_low_cf | 2028 | 3 | wind_low_cf_2028_3 | 41.07% | 40.59% | 40.59%
wind_low_cf | 2028 | 4 | wind_low_cf_2028_4 | 36.67% | 36.25% | 36.25%
wind_low_cf | 2028 | 5 | wind_low_cf_2028_5 | 36.67% | 36.25% | 36.25%
wind_low_cf | 2028 | 6 | wind_low_cf_2028_6 | 48.4% | 47.84% | 47.84%
wind_low_cf | 2028 | 7 | wind_low_cf_2028_7 | 33.73% | 33.35% | 33.35%
wind_low_cf | 2028 | 8 | wind_low_cf_2028_8 | 30.8% | 30.45% | 30.45%
wind_low_cf | 2028 | 9 | wind_low_cf_2028_9 | 22% | 21.75% | 21.75%
wind_low_cf | 2028 | 10 | wind_low_cf_2028_10 | 11.73% | 11.6% | 11.6%
wind_low_cf | 2028 | 11 | wind_low_cf_2028_11 | 17.6% | 17.4% | 17.4%
wind_low_cf | 2028 | 12 | wind_low_cf_2028_12 | 19.07% | 18.85% | 18.85%
wind_high_cf | 2028 | 1 | wind_high_cf_2028_1 | 26.13% | 25.61% | 25.61%
wind_high_cf | 2028 | 2 | wind_high_cf_2028_2 | 22.4% | 21.95% | 21.95%
wind_high_cf | 2028 | 3 | wind_high_cf_2028_3 | 52.27% | 51.22% | 51.22%
wind_high_cf | 2028 | 4 | wind_high_cf_2028_4 | 46.67% | 45.73% | 45.73%
wind_high_cf | 2028 | 5 | wind_high_cf_2028_5 | 46.67% | 45.73% | 45.73%
wind_high_cf | 2028 | 6 | wind_high_cf_2028_6 | 61.6% | 60.37% | 60.37%
wind_high_cf | 2028 | 7 | wind_high_cf_2028_7 | 42.93% | 42.07% | 42.07%
wind_high_cf | 2028 | 8 | wind_high_cf_2028_8 | 39.2% | 38.42% | 38.42%
wind_high_cf | 2028 | 9 | wind_high_cf_2028_9 | 27.69% | 27.4% | 27.4%
wind_high_cf | 2028 | 10 | wind_high_cf_2028_10 | 14.93% | 14.63% | 14.63%
wind_high_cf | 2028 | 11 | wind_high_cf_2028_11 | 22.4% | 21.95% | 21.95%
wind_high_cf | 2028 | 12 | wind_high_cf_2028_12 | 24.27% | 23.78% | 23.78%
wind_low_cf | 2029 | 1 | wind_low_cf_2029_1 | 20.53% | 20.27% | 20.27%
wind_low_cf | 2029 | 2 | wind_low_cf_2029_2 | 17.6% | 17.38% | 17.38%
wind_low_cf | 2029 | 3 | wind_low_cf_2029_3 | 41.07% | 40.54% | 40.54%
wind_low_cf | 2029 | 4 | wind_low_cf_2029_4 | 36.67% | 36.2% | 36.2%
wind_low_cf | 2029 | 5 | wind_low_cf_2029_5 | 36.67% | 36.2% | 36.2%
wind_low_cf | 2029 | 6 | wind_low_cf_2029_6 | 48.4% | 47.78% | 47.78%
wind_low_cf | 2029 | 7 | wind_low_cf_2029_7 | 33.73% | 33.3% | 33.3%
wind_low_cf | 2029 | 8 | wind_low_cf_2029_8 | 30.8% | 30.41% | 30.41%
wind_low_cf | 2029 | 9 | wind_low_cf_2029_9 | 22% | 21.72% | 21.72%
wind_low_cf | 2029 | 10 | wind_low_cf_2029_10 | 11.73% | 11.58% | 11.58%
wind_low_cf | 2029 | 11 | wind_low_cf_2029_11 | 17.6% | 17.38% | 17.38%
wind_low_cf | 2029 | 12 | wind_low_cf_2029_12 | 19.07% | 18.82% | 18.82%
wind_high_cf | 2029 | 1 | wind_high_cf_2029_1 | 26.13% | 25.61% | 25.61%
wind_high_cf | 2029 | 2 | wind_high_cf_2029_2 | 22.4% | 21.95% | 21.95%
wind_high_cf | 2029 | 3 | wind_high_cf_2029_3 | 52.27% | 51.22% | 51.22%
wind_high_cf | 2029 | 4 | wind_high_cf_2029_4 | 46.67% | 45.73% | 45.73%
wind_high_cf | 2029 | 5 | wind_high_cf_2029_5 | 46.67% | 45.73% | 45.73%
wind_high_cf | 2029 | 6 | wind_high_cf_2029_6 | 61.6% | 60.37% | 60.37%
wind_high_cf | 2029 | 7 | wind_high_cf_2029_7 | 42.93% | 42.07% | 42.07%
wind_high_cf | 2029 | 8 | wind_high_cf_2029_8 | 39.2% | 38.42% | 38.42%
wind_high_cf | 2029 | 9 | wind_high_cf_2029_9 | 27.69% | 27.4% | 27.4%
wind_high_cf | 2029 | 10 | wind_high_cf_2029_10 | 14.93% | 14.63% | 14.63%
wind_high_cf | 2029 | 11 | wind_high_cf_2029_11 | 22.4% | 21.95% | 21.95%
wind_high_cf | 2029 | 12 | wind_high_cf_2029_12 | 24.27% | 23.78% | 23.78%
wind_low_cf | 2030 | 1 | wind_low_cf_2030_1 | 20.53% | 20.25% | 20.25%
wind_low_cf | 2030 | 2 | wind_low_cf_2030_2 | 17.6% | 17.35% | 17.35%
wind_low_cf | 2030 | 3 | wind_low_cf_2030_3 | 41.07% | 40.49% | 40.49%
wind_low_cf | 2030 | 4 | wind_low_cf_2030_4 | 36.67% | 36.15% | 36.15%
wind_low_cf | 2030 | 5 | wind_low_cf_2030_5 | 36.67% | 36.15% | 36.15%
wind_low_cf | 2030 | 6 | wind_low_cf_2030_6 | 48.4% | 47.72% | 47.72%
wind_low_cf | 2030 | 7 | wind_low_cf_2030_7 | 33.73% | 33.26% | 33.26%
wind_low_cf | 2030 | 8 | wind_low_cf_2030_8 | 30.8% | 30.37% | 30.37%
wind_low_cf | 2030 | 9 | wind_low_cf_2030_9 | 22% | 21.69% | 21.69%
wind_low_cf | 2030 | 10 | wind_low_cf_2030_10 | 11.73% | 11.57% | 11.57%
wind_low_cf | 2030 | 11 | wind_low_cf_2030_11 | 17.6% | 17.35% | 17.35%
wind_low_cf | 2030 | 12 | wind_low_cf_2030_12 | 19.07% | 18.8% | 18.8%
wind_high_cf | 2030 | 1 | wind_high_cf_2030_1 | 26.13% | 25.61% | 25.61%
wind_high_cf | 2030 | 2 | wind_high_cf_2030_2 | 22.4% | 21.95% | 21.95%
wind_high_cf | 2030 | 3 | wind_high_cf_2030_3 | 52.27% | 51.22% | 51.22%
wind_high_cf | 2030 | 4 | wind_high_cf_2030_4 | 46.67% | 45.73% | 45.73%
wind_high_cf | 2030 | 5 | wind_high_cf_2030_5 | 46.67% | 45.73% | 45.73%
wind_high_cf | 2030 | 6 | wind_high_cf_2030_6 | 61.6% | 60.37% | 60.37%
wind_high_cf | 2030 | 7 | wind_high_cf_2030_7 | 42.93% | 42.07% | 42.07%
wind_high_cf | 2030 | 8 | wind_high_cf_2030_8 | 39.2% | 38.42% | 38.42%
wind_high_cf | 2030 | 9 | wind_high_cf_2030_9 | 27.69% | 27.3% | 27.3%
wind_high_cf | 2030 | 10 | wind_high_cf_2030_10 | 14.93% | 14.63% | 14.63%
wind_high_cf | 2030 | 11 | wind_high_cf_2030_11 | 22.4% | 21.95% | 21.95%
wind_high_cf | 2030 | 12 | wind_high_cf_2030_12 | 24.27% | 23.78% | 23.78%
biomass | 2020 | 1 | biomass_2020_1 | 82% | 82% | 82%
biomass | 2020 | 2 | biomass_2020_2 | 86% | 86% | 86%
biomass | 2020 | 3 | biomass_2020_3 | 84% | 84% | 84%
biomass | 2020 | 4 | biomass_2020_4 | 76% | 76% | 76%
biomass | 2020 | 5 | biomass_2020_5 | 83% | 83% | 83%
biomass | 2020 | 6 | biomass_2020_6 | 89% | 89% | 89%
biomass | 2020 | 7 | biomass_2020_7 | 87% | 87% | 87%
biomass | 2020 | 8 | biomass_2020_8 | 90% | 90% | 90%
biomass | 2020 | 9 | biomass_2020_9 | 90% | 90% | 90%
biomass | 2020 | 10 | biomass_2020_10 | 81% | 81% | 81%
biomass | 2020 | 11 | biomass_2020_11 | 85% | 85% | 85%
biomass | 2020 | 12 | biomass_2020_12 | 86% | 86% | 86%
cogen | 2020 | 1 | cogen_2020_1 | 81% | 81% | 81%
cogen | 2020 | 2 | cogen_2020_2 | 79% | 79% | 79%
cogen | 2020 | 3 | cogen_2020_3 | 73% | 73% | 73%
cogen | 2020 | 4 | cogen_2020_4 | 66% | 66% | 66%
cogen | 2020 | 5 | cogen_2020_5 | 79% | 79% | 79%
cogen | 2020 | 6 | cogen_2020_6 | 85% | 85% | 85%
cogen | 2020 | 7 | cogen_2020_7 | 83% | 83% | 83%
cogen | 2020 | 8 | cogen_2020_8 | 83% | 83% | 83%
cogen | 2020 | 9 | cogen_2020_9 | 80% | 80% | 80%
cogen | 2020 | 10 | cogen_2020_10 | 72% | 72% | 72%
cogen | 2020 | 11 | cogen_2020_11 | 78% | 78% | 78%
cogen | 2020 | 12 | cogen_2020_12 | 82% | 82% | 82%
geothermal | 2020 | 1 | geothermal_2020_1 | 95% | 95% | 95%
geothermal | 2020 | 2 | geothermal_2020_2 | 92% | 92% | 92%
geothermal | 2020 | 3 | geothermal_2020_3 | 88% | 88% | 88%
geothermal | 2020 | 4 | geothermal_2020_4 | 76% | 76% | 76%
geothermal | 2020 | 5 | geothermal_2020_5 | 74% | 74% | 74%
geothermal | 2020 | 6 | geothermal_2020_6 | 70% | 70% | 70%
geothermal | 2020 | 7 | geothermal_2020_7 | 84% | 84% | 84%
geothermal | 2020 | 8 | geothermal_2020_8 | 82% | 82% | 82%
geothermal | 2020 | 9 | geothermal_2020_9 | 83% | 83% | 83%
geothermal | 2020 | 10 | geothermal_2020_10 | 86% | 86% | 86%
geothermal | 2020 | 11 | geothermal_2020_11 | 93% | 93% | 93%
geothermal | 2020 | 12 | geothermal_2020_12 | 95% | 95% | 95%
hydro | 2020 | 1 | hydro_2020_1 | 60% | 60% | 60%
hydro | 2020 | 2 | hydro_2020_2 | 70% | 70% | 70%
hydro | 2020 | 3 | hydro_2020_3 | 73% | 73% | 73%
hydro | 2020 | 4 | hydro_2020_4 | 72% | 72% | 72%
hydro | 2020 | 5 | hydro_2020_5 | 69% | 69% | 69%
hydro | 2020 | 6 | hydro_2020_6 | 74% | 74% | 74%
hydro | 2020 | 7 | hydro_2020_7 | 73% | 73% | 73%
hydro | 2020 | 8 | hydro_2020_8 | 72% | 72% | 72%
hydro | 2020 | 9 | hydro_2020_9 | 71% | 71% | 71%
hydro | 2020 | 10 | hydro_2020_10 | 64% | 64% | 64%
hydro | 2020 | 11 | hydro_2020_11 | 56% | 56% | 56%
hydro | 2020 | 12 | hydro_2020_12 | 64% | 64% | 64%
thermal | 2020 | 1 | thermal_2020_1 | 100% | 100% | 100%
thermal | 2020 | 2 | thermal_2020_2 | 100% | 100% | 100%
thermal | 2020 | 3 | thermal_2020_3 | 100% | 100% | 100%
thermal | 2020 | 4 | thermal_2020_4 | 100% | 100% | 100%
thermal | 2020 | 5 | thermal_2020_5 | 100% | 100% | 100%
thermal | 2020 | 6 | thermal_2020_6 | 100% | 100% | 100%
thermal | 2020 | 7 | thermal_2020_7 | 100% | 100% | 100%
thermal | 2020 | 8 | thermal_2020_8 | 100% | 100% | 100%
thermal | 2020 | 9 | thermal_2020_9 | 100% | 100% | 100%
thermal | 2020 | 10 | thermal_2020_10 | 100% | 100% | 100%
thermal | 2020 | 11 | thermal_2020_11 | 100% | 100% | 100%
thermal | 2020 | 12 | thermal_2020_12 | 100% | 100% | 100%
battery | 2020 | 1 | battery_2020_1 | 100% | 100% | 100%
battery | 2020 | 2 | battery_2020_2 | 100% | 100% | 100%
battery | 2020 | 3 | battery_2020_3 | 100% | 100% | 100%
battery | 2020 | 4 | battery_2020_4 | 100% | 100% | 100%
battery | 2020 | 5 | battery_2020_5 | 100% | 100% | 100%
battery | 2020 | 6 | battery_2020_6 | 100% | 100% | 100%
battery | 2020 | 7 | battery_2020_7 | 100% | 100% | 100%
battery | 2020 | 8 | battery_2020_8 | 100% | 100% | 100%
battery | 2020 | 9 | battery_2020_9 | 100% | 100% | 100%
battery | 2020 | 10 | battery_2020_10 | 100% | 100% | 100%
battery | 2020 | 11 | battery_2020_11 | 100% | 100% | 100%
battery | 2020 | 12 | battery_2020_12 | 100% | 100% | 100%
nuclear | 2020 | 1 | nuclear_2020_1 | 100% | 100% | 100%
nuclear | 2020 | 2 | nuclear_2020_2 | 100% | 100% | 100%
nuclear | 2020 | 3 | nuclear_2020_3 | 100% | 100% | 100%
nuclear | 2020 | 4 | nuclear_2020_4 | 100% | 100% | 100%
nuclear | 2020 | 5 | nuclear_2020_5 | 100% | 100% | 100%
nuclear | 2020 | 6 | nuclear_2020_6 | 100% | 100% | 100%
nuclear | 2020 | 7 | nuclear_2020_7 | 100% | 100% | 100%
nuclear | 2020 | 8 | nuclear_2020_8 | 100% | 100% | 100%
nuclear | 2020 | 9 | nuclear_2020_9 | 100% | 100% | 100%
nuclear | 2020 | 10 | nuclear_2020_10 | 100% | 100% | 100%
nuclear | 2020 | 11 | nuclear_2020_11 | 100% | 100% | 100%
nuclear | 2020 | 12 | nuclear_2020_12 | 100% | 100% | 100%
biomass | 2021 | 1 | biomass_2021_1 | 82% | 82% | 82%
biomass | 2021 | 2 | biomass_2021_2 | 86% | 86% | 86%
biomass | 2021 | 3 | biomass_2021_3 | 84% | 84% | 84%
biomass | 2021 | 4 | biomass_2021_4 | 76% | 76% | 76%
biomass | 2021 | 5 | biomass_2021_5 | 83% | 83% | 83%
biomass | 2021 | 6 | biomass_2021_6 | 89% | 89% | 89%
biomass | 2021 | 7 | biomass_2021_7 | 87% | 87% | 87%
biomass | 2021 | 8 | biomass_2021_8 | 90% | 90% | 90%
biomass | 2021 | 9 | biomass_2021_9 | 90% | 90% | 90%
biomass | 2021 | 10 | biomass_2021_10 | 81% | 81% | 81%
biomass | 2021 | 11 | biomass_2021_11 | 85% | 85% | 85%
biomass | 2021 | 12 | biomass_2021_12 | 86% | 86% | 86%
cogen | 2021 | 1 | cogen_2021_1 | 81% | 81% | 81%
cogen | 2021 | 2 | cogen_2021_2 | 79% | 79% | 79%
cogen | 2021 | 3 | cogen_2021_3 | 73% | 73% | 73%
cogen | 2021 | 4 | cogen_2021_4 | 66% | 66% | 66%
cogen | 2021 | 5 | cogen_2021_5 | 79% | 79% | 79%
cogen | 2021 | 6 | cogen_2021_6 | 85% | 85% | 85%
cogen | 2021 | 7 | cogen_2021_7 | 83% | 83% | 83%
cogen | 2021 | 8 | cogen_2021_8 | 83% | 83% | 83%
cogen | 2021 | 9 | cogen_2021_9 | 80% | 80% | 80%
cogen | 2021 | 10 | cogen_2021_10 | 72% | 72% | 72%
cogen | 2021 | 11 | cogen_2021_11 | 78% | 78% | 78%
cogen | 2021 | 12 | cogen_2021_12 | 82% | 82% | 82%
geothermal | 2021 | 1 | geothermal_2021_1 | 95% | 95% | 95%
geothermal | 2021 | 2 | geothermal_2021_2 | 92% | 92% | 92%
geothermal | 2021 | 3 | geothermal_2021_3 | 88% | 88% | 88%
geothermal | 2021 | 4 | geothermal_2021_4 | 76% | 76% | 76%
geothermal | 2021 | 5 | geothermal_2021_5 | 74% | 74% | 74%
geothermal | 2021 | 6 | geothermal_2021_6 | 70% | 70% | 70%
geothermal | 2021 | 7 | geothermal_2021_7 | 84% | 84% | 84%
geothermal | 2021 | 8 | geothermal_2021_8 | 82% | 82% | 82%
geothermal | 2021 | 9 | geothermal_2021_9 | 83% | 83% | 83%
geothermal | 2021 | 10 | geothermal_2021_10 | 86% | 86% | 86%
geothermal | 2021 | 11 | geothermal_2021_11 | 93% | 93% | 93%
geothermal | 2021 | 12 | geothermal_2021_12 | 95% | 95% | 95%
hydro | 2021 | 1 | hydro_2021_1 | 60% | 60% | 60%
hydro | 2021 | 2 | hydro_2021_2 | 70% | 70% | 70%
hydro | 2021 | 3 | hydro_2021_3 | 73% | 73% | 73%
hydro | 2021 | 4 | hydro_2021_4 | 72% | 72% | 72%
hydro | 2021 | 5 | hydro_2021_5 | 69% | 69% | 69%
hydro | 2021 | 6 | hydro_2021_6 | 74% | 74% | 74%
hydro | 2021 | 7 | hydro_2021_7 | 73% | 73% | 73%
hydro | 2021 | 8 | hydro_2021_8 | 72% | 72% | 72%
hydro | 2021 | 9 | hydro_2021_9 | 71% | 71% | 71%
hydro | 2021 | 10 | hydro_2021_10 | 64% | 64% | 64%
hydro | 2021 | 11 | hydro_2021_11 | 56% | 56% | 56%
hydro | 2021 | 12 | hydro_2021_12 | 64% | 64% | 64%
thermal | 2021 | 1 | thermal_2021_1 | 100% | 100% | 100%
thermal | 2021 | 2 | thermal_2021_2 | 100% | 100% | 100%
thermal | 2021 | 3 | thermal_2021_3 | 100% | 100% | 100%
thermal | 2021 | 4 | thermal_2021_4 | 100% | 100% | 100%
thermal | 2021 | 5 | thermal_2021_5 | 100% | 100% | 100%
thermal | 2021 | 6 | thermal_2021_6 | 100% | 100% | 100%
thermal | 2021 | 7 | thermal_2021_7 | 100% | 100% | 100%
thermal | 2021 | 8 | thermal_2021_8 | 100% | 100% | 100%
thermal | 2021 | 9 | thermal_2021_9 | 100% | 100% | 100%
thermal | 2021 | 10 | thermal_2021_10 | 100% | 100% | 100%
thermal | 2021 | 11 | thermal_2021_11 | 100% | 100% | 100%
thermal | 2021 | 12 | thermal_2021_12 | 100% | 100% | 100%
battery | 2021 | 1 | battery_2021_1 | 100% | 100% | 100%
battery | 2021 | 2 | battery_2021_2 | 100% | 100% | 100%
battery | 2021 | 3 | battery_2021_3 | 100% | 100% | 100%
battery | 2021 | 4 | battery_2021_4 | 100% | 100% | 100%
battery | 2021 | 5 | battery_2021_5 | 100% | 100% | 100%
battery | 2021 | 6 | battery_2021_6 | 100% | 100% | 100%
battery | 2021 | 7 | battery_2021_7 | 100% | 100% | 100%
battery | 2021 | 8 | battery_2021_8 | 100% | 100% | 100%
battery | 2021 | 9 | battery_2021_9 | 100% | 100% | 100%
battery | 2021 | 10 | battery_2021_10 | 100% | 100% | 100%
battery | 2021 | 11 | battery_2021_11 | 100% | 100% | 100%
battery | 2021 | 12 | battery_2021_12 | 100% | 100% | 100%
nuclear | 2021 | 1 | nuclear_2021_1 | 100% | 100% | 100%
nuclear | 2021 | 2 | nuclear_2021_2 | 100% | 100% | 100%
nuclear | 2021 | 3 | nuclear_2021_3 | 100% | 100% | 100%
nuclear | 2021 | 4 | nuclear_2021_4 | 100% | 100% | 100%
nuclear | 2021 | 5 | nuclear_2021_5 | 100% | 100% | 100%
nuclear | 2021 | 6 | nuclear_2021_6 | 100% | 100% | 100%
nuclear | 2021 | 7 | nuclear_2021_7 | 100% | 100% | 100%
nuclear | 2021 | 8 | nuclear_2021_8 | 100% | 100% | 100%
nuclear | 2021 | 9 | nuclear_2021_9 | 100% | 100% | 100%
nuclear | 2021 | 10 | nuclear_2021_10 | 100% | 100% | 100%
nuclear | 2021 | 11 | nuclear_2021_11 | 100% | 100% | 100%
nuclear | 2021 | 12 | nuclear_2021_12 | 100% | 100% | 100%
biomass | 2022 | 1 | biomass_2022_1 | 82% | 82% | 82%
biomass | 2022 | 2 | biomass_2022_2 | 86% | 86% | 86%
biomass | 2022 | 3 | biomass_2022_3 | 84% | 84% | 84%
biomass | 2022 | 4 | biomass_2022_4 | 76% | 76% | 76%
biomass | 2022 | 5 | biomass_2022_5 | 83% | 83% | 83%
biomass | 2022 | 6 | biomass_2022_6 | 89% | 89% | 89%
biomass | 2022 | 7 | biomass_2022_7 | 87% | 87% | 87%
biomass | 2022 | 8 | biomass_2022_8 | 90% | 90% | 90%
biomass | 2022 | 9 | biomass_2022_9 | 90% | 90% | 90%
biomass | 2022 | 10 | biomass_2022_10 | 81% | 81% | 81%
biomass | 2022 | 11 | biomass_2022_11 | 85% | 85% | 85%
biomass | 2022 | 12 | biomass_2022_12 | 86% | 86% | 86%
cogen | 2022 | 1 | cogen_2022_1 | 81% | 81% | 81%
cogen | 2022 | 2 | cogen_2022_2 | 79% | 79% | 79%
cogen | 2022 | 3 | cogen_2022_3 | 73% | 73% | 73%
cogen | 2022 | 4 | cogen_2022_4 | 66% | 66% | 66%
cogen | 2022 | 5 | cogen_2022_5 | 79% | 79% | 79%
cogen | 2022 | 6 | cogen_2022_6 | 85% | 85% | 85%
cogen | 2022 | 7 | cogen_2022_7 | 83% | 83% | 83%
cogen | 2022 | 8 | cogen_2022_8 | 83% | 83% | 83%
cogen | 2022 | 9 | cogen_2022_9 | 80% | 80% | 80%
cogen | 2022 | 10 | cogen_2022_10 | 72% | 72% | 72%
cogen | 2022 | 11 | cogen_2022_11 | 78% | 78% | 78%
cogen | 2022 | 12 | cogen_2022_12 | 82% | 82% | 82%
geothermal | 2022 | 1 | geothermal_2022_1 | 95% | 95% | 95%
geothermal | 2022 | 2 | geothermal_2022_2 | 92% | 92% | 92%
geothermal | 2022 | 3 | geothermal_2022_3 | 88% | 88% | 88%
geothermal | 2022 | 4 | geothermal_2022_4 | 76% | 76% | 76%
geothermal | 2022 | 5 | geothermal_2022_5 | 74% | 74% | 74%
geothermal | 2022 | 6 | geothermal_2022_6 | 70% | 70% | 70%
geothermal | 2022 | 7 | geothermal_2022_7 | 84% | 84% | 84%
geothermal | 2022 | 8 | geothermal_2022_8 | 82% | 82% | 82%
geothermal | 2022 | 9 | geothermal_2022_9 | 83% | 83% | 83%
geothermal | 2022 | 10 | geothermal_2022_10 | 86% | 86% | 86%
geothermal | 2022 | 11 | geothermal_2022_11 | 93% | 93% | 93%
geothermal | 2022 | 12 | geothermal_2022_12 | 95% | 95% | 95%
hydro | 2022 | 1 | hydro_2022_1 | 60% | 60% | 60%
hydro | 2022 | 2 | hydro_2022_2 | 70% | 70% | 70%
hydro | 2022 | 3 | hydro_2022_3 | 73% | 73% | 73%
hydro | 2022 | 4 | hydro_2022_4 | 72% | 72% | 72%
hydro | 2022 | 5 | hydro_2022_5 | 69% | 69% | 69%
hydro | 2022 | 6 | hydro_2022_6 | 74% | 74% | 74%
hydro | 2022 | 7 | hydro_2022_7 | 73% | 73% | 73%
hydro | 2022 | 8 | hydro_2022_8 | 72% | 72% | 72%
hydro | 2022 | 9 | hydro_2022_9 | 71% | 71% | 71%
hydro | 2022 | 10 | hydro_2022_10 | 64% | 64% | 64%
hydro | 2022 | 11 | hydro_2022_11 | 56% | 56% | 56%
hydro | 2022 | 12 | hydro_2022_12 | 64% | 64% | 64%
thermal | 2022 | 1 | thermal_2022_1 | 100% | 100% | 100%
thermal | 2022 | 2 | thermal_2022_2 | 100% | 100% | 100%
thermal | 2022 | 3 | thermal_2022_3 | 100% | 100% | 100%
thermal | 2022 | 4 | thermal_2022_4 | 100% | 100% | 100%
thermal | 2022 | 5 | thermal_2022_5 | 100% | 100% | 100%
thermal | 2022 | 6 | thermal_2022_6 | 100% | 100% | 100%
thermal | 2022 | 7 | thermal_2022_7 | 100% | 100% | 100%
thermal | 2022 | 8 | thermal_2022_8 | 100% | 100% | 100%
thermal | 2022 | 9 | thermal_2022_9 | 100% | 100% | 100%
thermal | 2022 | 10 | thermal_2022_10 | 100% | 100% | 100%
thermal | 2022 | 11 | thermal_2022_11 | 100% | 100% | 100%
thermal | 2022 | 12 | thermal_2022_12 | 100% | 100% | 100%
battery | 2022 | 1 | battery_2022_1 | 100% | 100% | 100%
battery | 2022 | 2 | battery_2022_2 | 100% | 100% | 100%
battery | 2022 | 3 | battery_2022_3 | 100% | 100% | 100%
battery | 2022 | 4 | battery_2022_4 | 100% | 100% | 100%
battery | 2022 | 5 | battery_2022_5 | 100% | 100% | 100%
battery | 2022 | 6 | battery_2022_6 | 100% | 100% | 100%
battery | 2022 | 7 | battery_2022_7 | 100% | 100% | 100%
battery | 2022 | 8 | battery_2022_8 | 100% | 100% | 100%
battery | 2022 | 9 | battery_2022_9 | 100% | 100% | 100%
battery | 2022 | 10 | battery_2022_10 | 100% | 100% | 100%
battery | 2022 | 11 | battery_2022_11 | 100% | 100% | 100%
battery | 2022 | 12 | battery_2022_12 | 100% | 100% | 100%
nuclear | 2022 | 1 | nuclear_2022_1 | 100% | 100% | 100%
nuclear | 2022 | 2 | nuclear_2022_2 | 100% | 100% | 100%
nuclear | 2022 | 3 | nuclear_2022_3 | 100% | 100% | 100%
nuclear | 2022 | 4 | nuclear_2022_4 | 100% | 100% | 100%
nuclear | 2022 | 5 | nuclear_2022_5 | 100% | 100% | 100%
nuclear | 2022 | 6 | nuclear_2022_6 | 100% | 100% | 100%
nuclear | 2022 | 7 | nuclear_2022_7 | 100% | 100% | 100%
nuclear | 2022 | 8 | nuclear_2022_8 | 100% | 100% | 100%
nuclear | 2022 | 9 | nuclear_2022_9 | 100% | 100% | 100%
nuclear | 2022 | 10 | nuclear_2022_10 | 100% | 100% | 100%
nuclear | 2022 | 11 | nuclear_2022_11 | 100% | 100% | 100%
nuclear | 2022 | 12 | nuclear_2022_12 | 100% | 100% | 100%
biomass | 2023 | 1 | biomass_2023_1 | 82% | 82% | 82%
biomass | 2023 | 2 | biomass_2023_2 | 86% | 86% | 86%
biomass | 2023 | 3 | biomass_2023_3 | 84% | 84% | 84%
biomass | 2023 | 4 | biomass_2023_4 | 76% | 76% | 76%
biomass | 2023 | 5 | biomass_2023_5 | 83% | 83% | 83%
biomass | 2023 | 6 | biomass_2023_6 | 89% | 89% | 89%
biomass | 2023 | 7 | biomass_2023_7 | 87% | 87% | 87%
biomass | 2023 | 8 | biomass_2023_8 | 90% | 90% | 90%
biomass | 2023 | 9 | biomass_2023_9 | 90% | 90% | 90%
biomass | 2023 | 10 | biomass_2023_10 | 81% | 81% | 81%
biomass | 2023 | 11 | biomass_2023_11 | 85% | 85% | 85%
biomass | 2023 | 12 | biomass_2023_12 | 86% | 86% | 86%
cogen | 2023 | 1 | cogen_2023_1 | 81% | 81% | 81%
cogen | 2023 | 2 | cogen_2023_2 | 79% | 79% | 79%
cogen | 2023 | 3 | cogen_2023_3 | 73% | 73% | 73%
cogen | 2023 | 4 | cogen_2023_4 | 66% | 66% | 66%
cogen | 2023 | 5 | cogen_2023_5 | 79% | 79% | 79%
cogen | 2023 | 6 | cogen_2023_6 | 85% | 85% | 85%
cogen | 2023 | 7 | cogen_2023_7 | 83% | 83% | 83%
cogen | 2023 | 8 | cogen_2023_8 | 83% | 83% | 83%
cogen | 2023 | 9 | cogen_2023_9 | 80% | 80% | 80%
cogen | 2023 | 10 | cogen_2023_10 | 72% | 72% | 72%
cogen | 2023 | 11 | cogen_2023_11 | 78% | 78% | 78%
cogen | 2023 | 12 | cogen_2023_12 | 82% | 82% | 82%
geothermal | 2023 | 1 | geothermal_2023_1 | 95% | 95% | 95%
geothermal | 2023 | 2 | geothermal_2023_2 | 92% | 92% | 92%
geothermal | 2023 | 3 | geothermal_2023_3 | 88% | 88% | 88%
geothermal | 2023 | 4 | geothermal_2023_4 | 76% | 76% | 76%
geothermal | 2023 | 5 | geothermal_2023_5 | 74% | 74% | 74%
geothermal | 2023 | 6 | geothermal_2023_6 | 70% | 70% | 70%
geothermal | 2023 | 7 | geothermal_2023_7 | 84% | 84% | 84%
geothermal | 2023 | 8 | geothermal_2023_8 | 82% | 82% | 82%
geothermal | 2023 | 9 | geothermal_2023_9 | 83% | 83% | 83%
geothermal | 2023 | 10 | geothermal_2023_10 | 86% | 86% | 86%
geothermal | 2023 | 11 | geothermal_2023_11 | 93% | 93% | 93%
geothermal | 2023 | 12 | geothermal_2023_12 | 95% | 95% | 95%
hydro | 2023 | 1 | hydro_2023_1 | 60% | 60% | 60%
hydro | 2023 | 2 | hydro_2023_2 | 70% | 70% | 70%
hydro | 2023 | 3 | hydro_2023_3 | 73% | 73% | 73%
hydro | 2023 | 4 | hydro_2023_4 | 72% | 72% | 72%
hydro | 2023 | 5 | hydro_2023_5 | 69% | 69% | 69%
hydro | 2023 | 6 | hydro_2023_6 | 74% | 74% | 74%
hydro | 2023 | 7 | hydro_2023_7 | 73% | 73% | 73%
hydro | 2023 | 8 | hydro_2023_8 | 72% | 72% | 72%
hydro | 2023 | 9 | hydro_2023_9 | 71% | 71% | 71%
hydro | 2023 | 10 | hydro_2023_10 | 64% | 64% | 64%
hydro | 2023 | 11 | hydro_2023_11 | 56% | 56% | 56%
hydro | 2023 | 12 | hydro_2023_12 | 64% | 64% | 64%
thermal | 2023 | 1 | thermal_2023_1 | 100% | 100% | 100%
thermal | 2023 | 2 | thermal_2023_2 | 100% | 100% | 100%
thermal | 2023 | 3 | thermal_2023_3 | 100% | 100% | 100%
thermal | 2023 | 4 | thermal_2023_4 | 100% | 100% | 100%
thermal | 2023 | 5 | thermal_2023_5 | 100% | 100% | 100%
thermal | 2023 | 6 | thermal_2023_6 | 100% | 100% | 100%
thermal | 2023 | 7 | thermal_2023_7 | 100% | 100% | 100%
thermal | 2023 | 8 | thermal_2023_8 | 100% | 100% | 100%
thermal | 2023 | 9 | thermal_2023_9 | 100% | 100% | 100%
thermal | 2023 | 10 | thermal_2023_10 | 100% | 100% | 100%
thermal | 2023 | 11 | thermal_2023_11 | 100% | 100% | 100%
thermal | 2023 | 12 | thermal_2023_12 | 100% | 100% | 100%
battery | 2023 | 1 | battery_2023_1 | 100% | 100% | 100%
battery | 2023 | 2 | battery_2023_2 | 100% | 100% | 100%
battery | 2023 | 3 | battery_2023_3 | 100% | 100% | 100%
battery | 2023 | 4 | battery_2023_4 | 100% | 100% | 100%
battery | 2023 | 5 | battery_2023_5 | 100% | 100% | 100%
battery | 2023 | 6 | battery_2023_6 | 100% | 100% | 100%
battery | 2023 | 7 | battery_2023_7 | 100% | 100% | 100%
battery | 2023 | 8 | battery_2023_8 | 100% | 100% | 100%
battery | 2023 | 9 | battery_2023_9 | 100% | 100% | 100%
battery | 2023 | 10 | battery_2023_10 | 100% | 100% | 100%
battery | 2023 | 11 | battery_2023_11 | 100% | 100% | 100%
battery | 2023 | 12 | battery_2023_12 | 100% | 100% | 100%
nuclear | 2023 | 1 | nuclear_2023_1 | 100% | 100% | 100%
nuclear | 2023 | 2 | nuclear_2023_2 | 100% | 100% | 100%
nuclear | 2023 | 3 | nuclear_2023_3 | 100% | 100% | 100%
nuclear | 2023 | 4 | nuclear_2023_4 | 100% | 100% | 100%
nuclear | 2023 | 5 | nuclear_2023_5 | 100% | 100% | 100%
nuclear | 2023 | 6 | nuclear_2023_6 | 100% | 100% | 100%
nuclear | 2023 | 7 | nuclear_2023_7 | 100% | 100% | 100%
nuclear | 2023 | 8 | nuclear_2023_8 | 100% | 100% | 100%
nuclear | 2023 | 9 | nuclear_2023_9 | 100% | 100% | 100%
nuclear | 2023 | 10 | nuclear_2023_10 | 100% | 100% | 100%
nuclear | 2023 | 11 | nuclear_2023_11 | 100% | 100% | 100%
nuclear | 2023 | 12 | nuclear_2023_12 | 100% | 100% | 100%
biomass | 2024 | 1 | biomass_2024_1 | 82% | 82% | 82%
biomass | 2024 | 2 | biomass_2024_2 | 86% | 86% | 86%
biomass | 2024 | 3 | biomass_2024_3 | 84% | 84% | 84%
biomass | 2024 | 4 | biomass_2024_4 | 76% | 76% | 76%
biomass | 2024 | 5 | biomass_2024_5 | 83% | 83% | 83%
biomass | 2024 | 6 | biomass_2024_6 | 89% | 89% | 89%
biomass | 2024 | 7 | biomass_2024_7 | 87% | 87% | 87%
biomass | 2024 | 8 | biomass_2024_8 | 90% | 90% | 90%
biomass | 2024 | 9 | biomass_2024_9 | 90% | 90% | 90%
biomass | 2024 | 10 | biomass_2024_10 | 81% | 81% | 81%
biomass | 2024 | 11 | biomass_2024_11 | 85% | 85% | 85%
biomass | 2024 | 12 | biomass_2024_12 | 86% | 86% | 86%
cogen | 2024 | 1 | cogen_2024_1 | 81% | 81% | 81%
cogen | 2024 | 2 | cogen_2024_2 | 79% | 79% | 79%
cogen | 2024 | 3 | cogen_2024_3 | 73% | 73% | 73%
cogen | 2024 | 4 | cogen_2024_4 | 66% | 66% | 66%
cogen | 2024 | 5 | cogen_2024_5 | 79% | 79% | 79%
cogen | 2024 | 6 | cogen_2024_6 | 85% | 85% | 85%
cogen | 2024 | 7 | cogen_2024_7 | 83% | 83% | 83%
cogen | 2024 | 8 | cogen_2024_8 | 83% | 83% | 83%
cogen | 2024 | 9 | cogen_2024_9 | 80% | 80% | 80%
cogen | 2024 | 10 | cogen_2024_10 | 72% | 72% | 72%
cogen | 2024 | 11 | cogen_2024_11 | 78% | 78% | 78%
cogen | 2024 | 12 | cogen_2024_12 | 82% | 82% | 82%
geothermal | 2024 | 1 | geothermal_2024_1 | 95% | 95% | 95%
geothermal | 2024 | 2 | geothermal_2024_2 | 92% | 92% | 92%
geothermal | 2024 | 3 | geothermal_2024_3 | 88% | 88% | 88%
geothermal | 2024 | 4 | geothermal_2024_4 | 76% | 76% | 76%
geothermal | 2024 | 5 | geothermal_2024_5 | 74% | 74% | 74%
geothermal | 2024 | 6 | geothermal_2024_6 | 70% | 70% | 70%
geothermal | 2024 | 7 | geothermal_2024_7 | 84% | 84% | 84%
geothermal | 2024 | 8 | geothermal_2024_8 | 82% | 82% | 82%
geothermal | 2024 | 9 | geothermal_2024_9 | 83% | 83% | 83%
geothermal | 2024 | 10 | geothermal_2024_10 | 86% | 86% | 86%
geothermal | 2024 | 11 | geothermal_2024_11 | 93% | 93% | 93%
geothermal | 2024 | 12 | geothermal_2024_12 | 95% | 95% | 95%
hydro | 2024 | 1 | hydro_2024_1 | 60% | 60% | 60%
hydro | 2024 | 2 | hydro_2024_2 | 70% | 70% | 70%
hydro | 2024 | 3 | hydro_2024_3 | 73% | 73% | 73%
hydro | 2024 | 4 | hydro_2024_4 | 72% | 72% | 72%
hydro | 2024 | 5 | hydro_2024_5 | 69% | 69% | 69%
hydro | 2024 | 6 | hydro_2024_6 | 74% | 74% | 74%
hydro | 2024 | 7 | hydro_2024_7 | 73% | 73% | 73%
hydro | 2024 | 8 | hydro_2024_8 | 72% | 72% | 72%
hydro | 2024 | 9 | hydro_2024_9 | 71% | 71% | 71%
hydro | 2024 | 10 | hydro_2024_10 | 64% | 64% | 64%
hydro | 2024 | 11 | hydro_2024_11 | 56% | 56% | 56%
hydro | 2024 | 12 | hydro_2024_12 | 64% | 64% | 64%
thermal | 2024 | 1 | thermal_2024_1 | 100% | 100% | 100%
thermal | 2024 | 2 | thermal_2024_2 | 100% | 100% | 100%
thermal | 2024 | 3 | thermal_2024_3 | 100% | 100% | 100%
thermal | 2024 | 4 | thermal_2024_4 | 100% | 100% | 100%
thermal | 2024 | 5 | thermal_2024_5 | 100% | 100% | 100%
thermal | 2024 | 6 | thermal_2024_6 | 100% | 100% | 100%
thermal | 2024 | 7 | thermal_2024_7 | 100% | 100% | 100%
thermal | 2024 | 8 | thermal_2024_8 | 100% | 100% | 100%
thermal | 2024 | 9 | thermal_2024_9 | 100% | 100% | 100%
thermal | 2024 | 10 | thermal_2024_10 | 100% | 100% | 100%
thermal | 2024 | 11 | thermal_2024_11 | 100% | 100% | 100%
thermal | 2024 | 12 | thermal_2024_12 | 100% | 100% | 100%
battery | 2024 | 1 | battery_2024_1 | 100% | 100% | 100%
battery | 2024 | 2 | battery_2024_2 | 100% | 100% | 100%
battery | 2024 | 3 | battery_2024_3 | 100% | 100% | 100%
battery | 2024 | 4 | battery_2024_4 | 100% | 100% | 100%
battery | 2024 | 5 | battery_2024_5 | 100% | 100% | 100%
battery | 2024 | 6 | battery_2024_6 | 100% | 100% | 100%
battery | 2024 | 7 | battery_2024_7 | 100% | 100% | 100%
battery | 2024 | 8 | battery_2024_8 | 100% | 100% | 100%
battery | 2024 | 9 | battery_2024_9 | 100% | 100% | 100%
battery | 2024 | 10 | battery_2024_10 | 100% | 100% | 100%
battery | 2024 | 11 | battery_2024_11 | 100% | 100% | 100%
battery | 2024 | 12 | battery_2024_12 | 100% | 100% | 100%
nuclear | 2024 | 1 | nuclear_2024_1 | 100% | 100% | 100%
nuclear | 2024 | 2 | nuclear_2024_2 | 100% | 100% | 100%
nuclear | 2024 | 3 | nuclear_2024_3 | 100% | 100% | 100%
nuclear | 2024 | 4 | nuclear_2024_4 | 100% | 100% | 100%
nuclear | 2024 | 5 | nuclear_2024_5 | 100% | 100% | 100%
nuclear | 2024 | 6 | nuclear_2024_6 | 100% | 100% | 100%
nuclear | 2024 | 7 | nuclear_2024_7 | 100% | 100% | 100%
nuclear | 2024 | 8 | nuclear_2024_8 | 100% | 100% | 100%
nuclear | 2024 | 9 | nuclear_2024_9 | 100% | 100% | 100%
nuclear | 2024 | 10 | nuclear_2024_10 | 100% | 100% | 100%
nuclear | 2024 | 11 | nuclear_2024_11 | 100% | 100% | 100%
nuclear | 2024 | 12 | nuclear_2024_12 | 100% | 100% | 100%
biomass | 2025 | 1 | biomass_2025_1 | 82% | 82% | 82%
biomass | 2025 | 2 | biomass_2025_2 | 86% | 86% | 86%
biomass | 2025 | 3 | biomass_2025_3 | 84% | 84% | 84%
biomass | 2025 | 4 | biomass_2025_4 | 76% | 76% | 76%
biomass | 2025 | 5 | biomass_2025_5 | 83% | 83% | 83%
biomass | 2025 | 6 | biomass_2025_6 | 89% | 89% | 89%
biomass | 2025 | 7 | biomass_2025_7 | 87% | 87% | 87%
biomass | 2025 | 8 | biomass_2025_8 | 90% | 90% | 90%
biomass | 2025 | 9 | biomass_2025_9 | 90% | 90% | 90%
biomass | 2025 | 10 | biomass_2025_10 | 81% | 81% | 81%
biomass | 2025 | 11 | biomass_2025_11 | 85% | 85% | 85%
biomass | 2025 | 12 | biomass_2025_12 | 86% | 86% | 86%
cogen | 2025 | 1 | cogen_2025_1 | 81% | 81% | 81%
cogen | 2025 | 2 | cogen_2025_2 | 79% | 79% | 79%
cogen | 2025 | 3 | cogen_2025_3 | 73% | 73% | 73%
cogen | 2025 | 4 | cogen_2025_4 | 66% | 66% | 66%
cogen | 2025 | 5 | cogen_2025_5 | 79% | 79% | 79%
cogen | 2025 | 6 | cogen_2025_6 | 85% | 85% | 85%
cogen | 2025 | 7 | cogen_2025_7 | 83% | 83% | 83%
cogen | 2025 | 8 | cogen_2025_8 | 83% | 83% | 83%
cogen | 2025 | 9 | cogen_2025_9 | 80% | 80% | 80%
cogen | 2025 | 10 | cogen_2025_10 | 72% | 72% | 72%
cogen | 2025 | 11 | cogen_2025_11 | 78% | 78% | 78%
cogen | 2025 | 12 | cogen_2025_12 | 82% | 82% | 82%
geothermal | 2025 | 1 | geothermal_2025_1 | 95% | 95% | 95%
geothermal | 2025 | 2 | geothermal_2025_2 | 92% | 92% | 92%
geothermal | 2025 | 3 | geothermal_2025_3 | 88% | 88% | 88%
geothermal | 2025 | 4 | geothermal_2025_4 | 76% | 76% | 76%
geothermal | 2025 | 5 | geothermal_2025_5 | 74% | 74% | 74%
geothermal | 2025 | 6 | geothermal_2025_6 | 70% | 70% | 70%
geothermal | 2025 | 7 | geothermal_2025_7 | 84% | 84% | 84%
geothermal | 2025 | 8 | geothermal_2025_8 | 82% | 82% | 82%
geothermal | 2025 | 9 | geothermal_2025_9 | 83% | 83% | 83%
geothermal | 2025 | 10 | geothermal_2025_10 | 86% | 86% | 86%
geothermal | 2025 | 11 | geothermal_2025_11 | 93% | 93% | 93%
geothermal | 2025 | 12 | geothermal_2025_12 | 95% | 95% | 95%
hydro | 2025 | 1 | hydro_2025_1 | 60% | 60% | 60%
hydro | 2025 | 2 | hydro_2025_2 | 70% | 70% | 70%
hydro | 2025 | 3 | hydro_2025_3 | 73% | 73% | 73%
hydro | 2025 | 4 | hydro_2025_4 | 72% | 72% | 72%
hydro | 2025 | 5 | hydro_2025_5 | 69% | 69% | 69%
hydro | 2025 | 6 | hydro_2025_6 | 74% | 74% | 74%
hydro | 2025 | 7 | hydro_2025_7 | 73% | 73% | 73%
hydro | 2025 | 8 | hydro_2025_8 | 72% | 72% | 72%
hydro | 2025 | 9 | hydro_2025_9 | 71% | 71% | 71%
hydro | 2025 | 10 | hydro_2025_10 | 64% | 64% | 64%
hydro | 2025 | 11 | hydro_2025_11 | 56% | 56% | 56%
hydro | 2025 | 12 | hydro_2025_12 | 64% | 64% | 64%
thermal | 2025 | 1 | thermal_2025_1 | 100% | 100% | 100%
thermal | 2025 | 2 | thermal_2025_2 | 100% | 100% | 100%
thermal | 2025 | 3 | thermal_2025_3 | 100% | 100% | 100%
thermal | 2025 | 4 | thermal_2025_4 | 100% | 100% | 100%
thermal | 2025 | 5 | thermal_2025_5 | 100% | 100% | 100%
thermal | 2025 | 6 | thermal_2025_6 | 100% | 100% | 100%
thermal | 2025 | 7 | thermal_2025_7 | 100% | 100% | 100%
thermal | 2025 | 8 | thermal_2025_8 | 100% | 100% | 100%
thermal | 2025 | 9 | thermal_2025_9 | 100% | 100% | 100%
thermal | 2025 | 10 | thermal_2025_10 | 100% | 100% | 100%
thermal | 2025 | 11 | thermal_2025_11 | 100% | 100% | 100%
thermal | 2025 | 12 | thermal_2025_12 | 100% | 100% | 100%
battery | 2025 | 1 | battery_2025_1 | 98.3% | 100% | 100%
battery | 2025 | 2 | battery_2025_2 | 98.3% | 100% | 100%
battery | 2025 | 3 | battery_2025_3 | 98.3% | 100% | 100%
battery | 2025 | 4 | battery_2025_4 | 98.3% | 100% | 100%
battery | 2025 | 5 | battery_2025_5 | 98.3% | 100% | 100%
battery | 2025 | 6 | battery_2025_6 | 98.3% | 100% | 100%
battery | 2025 | 7 | battery_2025_7 | 98.3% | 100% | 100%
battery | 2025 | 8 | battery_2025_8 | 98.3% | 100% | 100%
battery | 2025 | 9 | battery_2025_9 | 98.3% | 100% | 100%
battery | 2025 | 10 | battery_2025_10 | 98.3% | 100% | 100%
battery | 2025 | 11 | battery_2025_11 | 98.3% | 100% | 100%
battery | 2025 | 12 | battery_2025_12 | 98.3% | 100% | 100%
nuclear | 2025 | 1 | nuclear_2025_1 | 100% | 100% | 100%
nuclear | 2025 | 2 | nuclear_2025_2 | 100% | 100% | 100%
nuclear | 2025 | 3 | nuclear_2025_3 | 100% | 100% | 100%
nuclear | 2025 | 4 | nuclear_2025_4 | 100% | 100% | 100%
nuclear | 2025 | 5 | nuclear_2025_5 | 100% | 100% | 100%
nuclear | 2025 | 6 | nuclear_2025_6 | 100% | 100% | 100%
nuclear | 2025 | 7 | nuclear_2025_7 | 100% | 100% | 100%
nuclear | 2025 | 8 | nuclear_2025_8 | 100% | 100% | 100%
nuclear | 2025 | 9 | nuclear_2025_9 | 100% | 100% | 100%
nuclear | 2025 | 10 | nuclear_2025_10 | 100% | 100% | 100%
nuclear | 2025 | 11 | nuclear_2025_11 | 100% | 100% | 100%
nuclear | 2025 | 12 | nuclear_2025_12 | 100% | 100% | 100%
biomass | 2026 | 1 | biomass_2026_1 | 82% | 82% | 82%
biomass | 2026 | 2 | biomass_2026_2 | 86% | 86% | 86%
biomass | 2026 | 3 | biomass_2026_3 | 84% | 84% | 84%
biomass | 2026 | 4 | biomass_2026_4 | 76% | 76% | 76%
biomass | 2026 | 5 | biomass_2026_5 | 83% | 83% | 83%
biomass | 2026 | 6 | biomass_2026_6 | 89% | 89% | 89%
biomass | 2026 | 7 | biomass_2026_7 | 87% | 87% | 87%
biomass | 2026 | 8 | biomass_2026_8 | 90% | 90% | 90%
biomass | 2026 | 9 | biomass_2026_9 | 90% | 90% | 90%
biomass | 2026 | 10 | biomass_2026_10 | 81% | 81% | 81%
biomass | 2026 | 11 | biomass_2026_11 | 85% | 85% | 85%
biomass | 2026 | 12 | biomass_2026_12 | 86% | 86% | 86%
cogen | 2026 | 1 | cogen_2026_1 | 81% | 81% | 81%
cogen | 2026 | 2 | cogen_2026_2 | 79% | 79% | 79%
cogen | 2026 | 3 | cogen_2026_3 | 73% | 73% | 73%
cogen | 2026 | 4 | cogen_2026_4 | 66% | 66% | 66%
cogen | 2026 | 5 | cogen_2026_5 | 79% | 79% | 79%
cogen | 2026 | 6 | cogen_2026_6 | 85% | 85% | 85%
cogen | 2026 | 7 | cogen_2026_7 | 83% | 83% | 83%
cogen | 2026 | 8 | cogen_2026_8 | 83% | 83% | 83%
cogen | 2026 | 9 | cogen_2026_9 | 80% | 80% | 80%
cogen | 2026 | 10 | cogen_2026_10 | 72% | 72% | 72%
cogen | 2026 | 11 | cogen_2026_11 | 78% | 78% | 78%
cogen | 2026 | 12 | cogen_2026_12 | 82% | 82% | 82%
geothermal | 2026 | 1 | geothermal_2026_1 | 95% | 95% | 95%
geothermal | 2026 | 2 | geothermal_2026_2 | 92% | 92% | 92%
geothermal | 2026 | 3 | geothermal_2026_3 | 88% | 88% | 88%
geothermal | 2026 | 4 | geothermal_2026_4 | 76% | 76% | 76%
geothermal | 2026 | 5 | geothermal_2026_5 | 74% | 74% | 74%
geothermal | 2026 | 6 | geothermal_2026_6 | 70% | 70% | 70%
geothermal | 2026 | 7 | geothermal_2026_7 | 84% | 84% | 84%
geothermal | 2026 | 8 | geothermal_2026_8 | 82% | 82% | 82%
geothermal | 2026 | 9 | geothermal_2026_9 | 83% | 83% | 83%
geothermal | 2026 | 10 | geothermal_2026_10 | 86% | 86% | 86%
geothermal | 2026 | 11 | geothermal_2026_11 | 93% | 93% | 93%
geothermal | 2026 | 12 | geothermal_2026_12 | 95% | 95% | 95%
hydro | 2026 | 1 | hydro_2026_1 | 60% | 60% | 60%
hydro | 2026 | 2 | hydro_2026_2 | 70% | 70% | 70%
hydro | 2026 | 3 | hydro_2026_3 | 73% | 73% | 73%
hydro | 2026 | 4 | hydro_2026_4 | 72% | 72% | 72%
hydro | 2026 | 5 | hydro_2026_5 | 69% | 69% | 69%
hydro | 2026 | 6 | hydro_2026_6 | 74% | 74% | 74%
hydro | 2026 | 7 | hydro_2026_7 | 73% | 73% | 73%
hydro | 2026 | 8 | hydro_2026_8 | 72% | 72% | 72%
hydro | 2026 | 9 | hydro_2026_9 | 71% | 71% | 71%
hydro | 2026 | 10 | hydro_2026_10 | 64% | 64% | 64%
hydro | 2026 | 11 | hydro_2026_11 | 56% | 56% | 56%
hydro | 2026 | 12 | hydro_2026_12 | 64% | 64% | 64%
thermal | 2026 | 1 | thermal_2026_1 | 100% | 100% | 100%
thermal | 2026 | 2 | thermal_2026_2 | 100% | 100% | 100%
thermal | 2026 | 3 | thermal_2026_3 | 100% | 100% | 100%
thermal | 2026 | 4 | thermal_2026_4 | 100% | 100% | 100%
thermal | 2026 | 5 | thermal_2026_5 | 100% | 100% | 100%
thermal | 2026 | 6 | thermal_2026_6 | 100% | 100% | 100%
thermal | 2026 | 7 | thermal_2026_7 | 100% | 100% | 100%
thermal | 2026 | 8 | thermal_2026_8 | 100% | 100% | 100%
thermal | 2026 | 9 | thermal_2026_9 | 100% | 100% | 100%
thermal | 2026 | 10 | thermal_2026_10 | 100% | 100% | 100%
thermal | 2026 | 11 | thermal_2026_11 | 100% | 100% | 100%
thermal | 2026 | 12 | thermal_2026_12 | 100% | 100% | 100%
battery | 2026 | 1 | battery_2026_1 | 96.6% | 100% | 100%
battery | 2026 | 2 | battery_2026_2 | 96.6% | 100% | 100%
battery | 2026 | 3 | battery_2026_3 | 96.6% | 100% | 100%
battery | 2026 | 4 | battery_2026_4 | 96.6% | 100% | 100%
battery | 2026 | 5 | battery_2026_5 | 96.6% | 100% | 100%
battery | 2026 | 6 | battery_2026_6 | 96.6% | 100% | 100%
battery | 2026 | 7 | battery_2026_7 | 96.6% | 100% | 100%
battery | 2026 | 8 | battery_2026_8 | 96.6% | 100% | 100%
battery | 2026 | 9 | battery_2026_9 | 96.6% | 100% | 100%
battery | 2026 | 10 | battery_2026_10 | 96.6% | 100% | 100%
battery | 2026 | 11 | battery_2026_11 | 96.6% | 100% | 100%
battery | 2026 | 12 | battery_2026_12 | 96.6% | 100% | 100%
nuclear | 2026 | 1 | nuclear_2026_1 | 100% | 100% | 100%
nuclear | 2026 | 2 | nuclear_2026_2 | 100% | 100% | 100%
nuclear | 2026 | 3 | nuclear_2026_3 | 100% | 100% | 100%
nuclear | 2026 | 4 | nuclear_2026_4 | 100% | 100% | 100%
nuclear | 2026 | 5 | nuclear_2026_5 | 100% | 100% | 100%
nuclear | 2026 | 6 | nuclear_2026_6 | 100% | 100% | 100%
nuclear | 2026 | 7 | nuclear_2026_7 | 100% | 100% | 100%
nuclear | 2026 | 8 | nuclear_2026_8 | 100% | 100% | 100%
nuclear | 2026 | 9 | nuclear_2026_9 | 100% | 100% | 100%
nuclear | 2026 | 10 | nuclear_2026_10 | 100% | 100% | 100%
nuclear | 2026 | 11 | nuclear_2026_11 | 100% | 100% | 100%
nuclear | 2026 | 12 | nuclear_2026_12 | 100% | 100% | 100%
biomass | 2027 | 1 | biomass_2027_1 | 82% | 82% | 82%
biomass | 2027 | 2 | biomass_2027_2 | 86% | 86% | 86%
biomass | 2027 | 3 | biomass_2027_3 | 84% | 84% | 84%
biomass | 2027 | 4 | biomass_2027_4 | 76% | 76% | 76%
biomass | 2027 | 5 | biomass_2027_5 | 83% | 83% | 83%
biomass | 2027 | 6 | biomass_2027_6 | 89% | 89% | 89%
biomass | 2027 | 7 | biomass_2027_7 | 87% | 87% | 87%
biomass | 2027 | 8 | biomass_2027_8 | 90% | 90% | 90%
biomass | 2027 | 9 | biomass_2027_9 | 90% | 90% | 90%
biomass | 2027 | 10 | biomass_2027_10 | 81% | 81% | 81%
biomass | 2027 | 11 | biomass_2027_11 | 85% | 85% | 85%
biomass | 2027 | 12 | biomass_2027_12 | 86% | 86% | 86%
cogen | 2027 | 1 | cogen_2027_1 | 81% | 81% | 81%
cogen | 2027 | 2 | cogen_2027_2 | 79% | 79% | 79%
cogen | 2027 | 3 | cogen_2027_3 | 73% | 73% | 73%
cogen | 2027 | 4 | cogen_2027_4 | 66% | 66% | 66%
cogen | 2027 | 5 | cogen_2027_5 | 79% | 79% | 79%
cogen | 2027 | 6 | cogen_2027_6 | 85% | 85% | 85%
cogen | 2027 | 7 | cogen_2027_7 | 83% | 83% | 83%
cogen | 2027 | 8 | cogen_2027_8 | 83% | 83% | 83%
cogen | 2027 | 9 | cogen_2027_9 | 80% | 80% | 80%
cogen | 2027 | 10 | cogen_2027_10 | 72% | 72% | 72%
cogen | 2027 | 11 | cogen_2027_11 | 78% | 78% | 78%
cogen | 2027 | 12 | cogen_2027_12 | 82% | 82% | 82%
geothermal | 2027 | 1 | geothermal_2027_1 | 95% | 95% | 95%
geothermal | 2027 | 2 | geothermal_2027_2 | 92% | 92% | 92%
geothermal | 2027 | 3 | geothermal_2027_3 | 88% | 88% | 88%
geothermal | 2027 | 4 | geothermal_2027_4 | 76% | 76% | 76%
geothermal | 2027 | 5 | geothermal_2027_5 | 74% | 74% | 74%
geothermal | 2027 | 6 | geothermal_2027_6 | 70% | 70% | 70%
geothermal | 2027 | 7 | geothermal_2027_7 | 84% | 84% | 84%
geothermal | 2027 | 8 | geothermal_2027_8 | 82% | 82% | 82%
geothermal | 2027 | 9 | geothermal_2027_9 | 83% | 83% | 83%
geothermal | 2027 | 10 | geothermal_2027_10 | 86% | 86% | 86%
geothermal | 2027 | 11 | geothermal_2027_11 | 93% | 93% | 93%
geothermal | 2027 | 12 | geothermal_2027_12 | 95% | 95% | 95%
hydro | 2027 | 1 | hydro_2027_1 | 60% | 60% | 60%
hydro | 2027 | 2 | hydro_2027_2 | 70% | 70% | 70%
hydro | 2027 | 3 | hydro_2027_3 | 73% | 73% | 73%
hydro | 2027 | 4 | hydro_2027_4 | 72% | 72% | 72%
hydro | 2027 | 5 | hydro_2027_5 | 69% | 69% | 69%
hydro | 2027 | 6 | hydro_2027_6 | 74% | 74% | 74%
hydro | 2027 | 7 | hydro_2027_7 | 73% | 73% | 73%
hydro | 2027 | 8 | hydro_2027_8 | 72% | 72% | 72%
hydro | 2027 | 9 | hydro_2027_9 | 71% | 71% | 71%
hydro | 2027 | 10 | hydro_2027_10 | 64% | 64% | 64%
hydro | 2027 | 11 | hydro_2027_11 | 56% | 56% | 56%
hydro | 2027 | 12 | hydro_2027_12 | 64% | 64% | 64%
thermal | 2027 | 1 | thermal_2027_1 | 100% | 100% | 100%
thermal | 2027 | 2 | thermal_2027_2 | 100% | 100% | 100%
thermal | 2027 | 3 | thermal_2027_3 | 100% | 100% | 100%
thermal | 2027 | 4 | thermal_2027_4 | 100% | 100% | 100%
thermal | 2027 | 5 | thermal_2027_5 | 100% | 100% | 100%
thermal | 2027 | 6 | thermal_2027_6 | 100% | 100% | 100%
thermal | 2027 | 7 | thermal_2027_7 | 100% | 100% | 100%
thermal | 2027 | 8 | thermal_2027_8 | 100% | 100% | 100%
thermal | 2027 | 9 | thermal_2027_9 | 100% | 100% | 100%
thermal | 2027 | 10 | thermal_2027_10 | 100% | 100% | 100%
thermal | 2027 | 11 | thermal_2027_11 | 100% | 100% | 100%
thermal | 2027 | 12 | thermal_2027_12 | 100% | 100% | 100%
battery | 2027 | 1 | battery_2027_1 | 96.6% | 98.3% | 98.3%
battery | 2027 | 2 | battery_2027_2 | 96.6% | 98.3% | 98.3%
battery | 2027 | 3 | battery_2027_3 | 96.6% | 98.3% | 98.3%
battery | 2027 | 4 | battery_2027_4 | 96.6% | 98.3% | 98.3%
battery | 2027 | 5 | battery_2027_5 | 96.6% | 98.3% | 98.3%
battery | 2027 | 6 | battery_2027_6 | 96.6% | 98.3% | 98.3%
battery | 2027 | 7 | battery_2027_7 | 96.6% | 98.3% | 98.3%
battery | 2027 | 8 | battery_2027_8 | 96.6% | 98.3% | 98.3%
battery | 2027 | 9 | battery_2027_9 | 96.6% | 98.3% | 98.3%
battery | 2027 | 10 | battery_2027_10 | 96.6% | 98.3% | 98.3%
battery | 2027 | 11 | battery_2027_11 | 96.6% | 98.3% | 98.3%
battery | 2027 | 12 | battery_2027_12 | 96.6% | 98.3% | 98.3%
nuclear | 2027 | 1 | nuclear_2027_1 | 100% | 100% | 100%
nuclear | 2027 | 2 | nuclear_2027_2 | 100% | 100% | 100%
nuclear | 2027 | 3 | nuclear_2027_3 | 100% | 100% | 100%
nuclear | 2027 | 4 | nuclear_2027_4 | 100% | 100% | 100%
nuclear | 2027 | 5 | nuclear_2027_5 | 100% | 100% | 100%
nuclear | 2027 | 6 | nuclear_2027_6 | 100% | 100% | 100%
nuclear | 2027 | 7 | nuclear_2027_7 | 100% | 100% | 100%
nuclear | 2027 | 8 | nuclear_2027_8 | 100% | 100% | 100%
nuclear | 2027 | 9 | nuclear_2027_9 | 100% | 100% | 100%
nuclear | 2027 | 10 | nuclear_2027_10 | 100% | 100% | 100%
nuclear | 2027 | 11 | nuclear_2027_11 | 100% | 100% | 100%
nuclear | 2027 | 12 | nuclear_2027_12 | 100% | 100% | 100%
biomass | 2028 | 1 | biomass_2028_1 | 82% | 82% | 82%
biomass | 2028 | 2 | biomass_2028_2 | 86% | 86% | 86%
biomass | 2028 | 3 | biomass_2028_3 | 84% | 84% | 84%
biomass | 2028 | 4 | biomass_2028_4 | 76% | 76% | 76%
biomass | 2028 | 5 | biomass_2028_5 | 83% | 83% | 83%
biomass | 2028 | 6 | biomass_2028_6 | 89% | 89% | 89%
biomass | 2028 | 7 | biomass_2028_7 | 87% | 87% | 87%
biomass | 2028 | 8 | biomass_2028_8 | 90% | 90% | 90%
biomass | 2028 | 9 | biomass_2028_9 | 90% | 90% | 90%
biomass | 2028 | 10 | biomass_2028_10 | 81% | 81% | 81%
biomass | 2028 | 11 | biomass_2028_11 | 85% | 85% | 85%
biomass | 2028 | 12 | biomass_2028_12 | 86% | 86% | 86%
cogen | 2028 | 1 | cogen_2028_1 | 81% | 81% | 81%
cogen | 2028 | 2 | cogen_2028_2 | 79% | 79% | 79%
cogen | 2028 | 3 | cogen_2028_3 | 73% | 73% | 73%
cogen | 2028 | 4 | cogen_2028_4 | 66% | 66% | 66%
cogen | 2028 | 5 | cogen_2028_5 | 79% | 79% | 79%
cogen | 2028 | 6 | cogen_2028_6 | 85% | 85% | 85%
cogen | 2028 | 7 | cogen_2028_7 | 83% | 83% | 83%
cogen | 2028 | 8 | cogen_2028_8 | 83% | 83% | 83%
cogen | 2028 | 9 | cogen_2028_9 | 80% | 80% | 80%
cogen | 2028 | 10 | cogen_2028_10 | 72% | 72% | 72%
cogen | 2028 | 11 | cogen_2028_11 | 78% | 78% | 78%
cogen | 2028 | 12 | cogen_2028_12 | 82% | 82% | 82%
geothermal | 2028 | 1 | geothermal_2028_1 | 95% | 95% | 95%
geothermal | 2028 | 2 | geothermal_2028_2 | 92% | 92% | 92%
geothermal | 2028 | 3 | geothermal_2028_3 | 88% | 88% | 88%
geothermal | 2028 | 4 | geothermal_2028_4 | 76% | 76% | 76%
geothermal | 2028 | 5 | geothermal_2028_5 | 74% | 74% | 74%
geothermal | 2028 | 6 | geothermal_2028_6 | 70% | 70% | 70%
geothermal | 2028 | 7 | geothermal_2028_7 | 84% | 84% | 84%
geothermal | 2028 | 8 | geothermal_2028_8 | 82% | 82% | 82%
geothermal | 2028 | 9 | geothermal_2028_9 | 83% | 83% | 83%
geothermal | 2028 | 10 | geothermal_2028_10 | 86% | 86% | 86%
geothermal | 2028 | 11 | geothermal_2028_11 | 93% | 93% | 93%
geothermal | 2028 | 12 | geothermal_2028_12 | 95% | 95% | 95%
hydro | 2028 | 1 | hydro_2028_1 | 60% | 60% | 60%
hydro | 2028 | 2 | hydro_2028_2 | 70% | 70% | 70%
hydro | 2028 | 3 | hydro_2028_3 | 73% | 73% | 73%
hydro | 2028 | 4 | hydro_2028_4 | 72% | 72% | 72%
hydro | 2028 | 5 | hydro_2028_5 | 69% | 69% | 69%
hydro | 2028 | 6 | hydro_2028_6 | 74% | 74% | 74%
hydro | 2028 | 7 | hydro_2028_7 | 73% | 73% | 73%
hydro | 2028 | 8 | hydro_2028_8 | 72% | 72% | 72%
hydro | 2028 | 9 | hydro_2028_9 | 71% | 71% | 71%
hydro | 2028 | 10 | hydro_2028_10 | 64% | 64% | 64%
hydro | 2028 | 11 | hydro_2028_11 | 56% | 56% | 56%
hydro | 2028 | 12 | hydro_2028_12 | 64% | 64% | 64%
thermal | 2028 | 1 | thermal_2028_1 | 100% | 100% | 100%
thermal | 2028 | 2 | thermal_2028_2 | 100% | 100% | 100%
thermal | 2028 | 3 | thermal_2028_3 | 100% | 100% | 100%
thermal | 2028 | 4 | thermal_2028_4 | 100% | 100% | 100%
thermal | 2028 | 5 | thermal_2028_5 | 100% | 100% | 100%
thermal | 2028 | 6 | thermal_2028_6 | 100% | 100% | 100%
thermal | 2028 | 7 | thermal_2028_7 | 100% | 100% | 100%
thermal | 2028 | 8 | thermal_2028_8 | 100% | 100% | 100%
thermal | 2028 | 9 | thermal_2028_9 | 100% | 100% | 100%
thermal | 2028 | 10 | thermal_2028_10 | 100% | 100% | 100%
thermal | 2028 | 11 | thermal_2028_11 | 100% | 100% | 100%
thermal | 2028 | 12 | thermal_2028_12 | 100% | 100% | 100%
battery | 2028 | 1 | battery_2028_1 | 96.6% | 96.6% | 96.6%
battery | 2028 | 2 | battery_2028_2 | 96.6% | 96.6% | 96.6%
battery | 2028 | 3 | battery_2028_3 | 96.6% | 96.6% | 96.6%
battery | 2028 | 4 | battery_2028_4 | 96.6% | 96.6% | 96.6%
battery | 2028 | 5 | battery_2028_5 | 96.6% | 96.6% | 96.6%
battery | 2028 | 6 | battery_2028_6 | 96.6% | 96.6% | 96.6%
battery | 2028 | 7 | battery_2028_7 | 96.6% | 96.6% | 96.6%
battery | 2028 | 8 | battery_2028_8 | 96.6% | 96.6% | 96.6%
battery | 2028 | 9 | battery_2028_9 | 96.6% | 96.6% | 96.6%
battery | 2028 | 10 | battery_2028_10 | 96.6% | 96.6% | 96.6%
battery | 2028 | 11 | battery_2028_11 | 96.6% | 96.6% | 96.6%
battery | 2028 | 12 | battery_2028_12 | 96.6% | 96.6% | 96.6%
nuclear | 2028 | 1 | nuclear_2028_1 | 100% | 100% | 100%
nuclear | 2028 | 2 | nuclear_2028_2 | 100% | 100% | 100%
nuclear | 2028 | 3 | nuclear_2028_3 | 100% | 100% | 100%
nuclear | 2028 | 4 | nuclear_2028_4 | 100% | 100% | 100%
nuclear | 2028 | 5 | nuclear_2028_5 | 100% | 100% | 100%
nuclear | 2028 | 6 | nuclear_2028_6 | 100% | 100% | 100%
nuclear | 2028 | 7 | nuclear_2028_7 | 100% | 100% | 100%
nuclear | 2028 | 8 | nuclear_2028_8 | 100% | 100% | 100%
nuclear | 2028 | 9 | nuclear_2028_9 | 100% | 100% | 100%
nuclear | 2028 | 10 | nuclear_2028_10 | 100% | 100% | 100%
nuclear | 2028 | 11 | nuclear_2028_11 | 100% | 100% | 100%
nuclear | 2028 | 12 | nuclear_2028_12 | 100% | 100% | 100%
biomass | 2029 | 1 | biomass_2029_1 | 82% | 82% | 82%
biomass | 2029 | 2 | biomass_2029_2 | 86% | 86% | 86%
biomass | 2029 | 3 | biomass_2029_3 | 84% | 84% | 84%
biomass | 2029 | 4 | biomass_2029_4 | 76% | 76% | 76%
biomass | 2029 | 5 | biomass_2029_5 | 83% | 83% | 83%
biomass | 2029 | 6 | biomass_2029_6 | 89% | 89% | 89%
biomass | 2029 | 7 | biomass_2029_7 | 87% | 87% | 87%
biomass | 2029 | 8 | biomass_2029_8 | 90% | 90% | 90%
biomass | 2029 | 9 | biomass_2029_9 | 90% | 90% | 90%
biomass | 2029 | 10 | biomass_2029_10 | 81% | 81% | 81%
biomass | 2029 | 11 | biomass_2029_11 | 85% | 85% | 85%
biomass | 2029 | 12 | biomass_2029_12 | 86% | 86% | 86%
cogen | 2029 | 1 | cogen_2029_1 | 81% | 81% | 81%
cogen | 2029 | 2 | cogen_2029_2 | 79% | 79% | 79%
cogen | 2029 | 3 | cogen_2029_3 | 73% | 73% | 73%
cogen | 2029 | 4 | cogen_2029_4 | 66% | 66% | 66%
cogen | 2029 | 5 | cogen_2029_5 | 79% | 79% | 79%
cogen | 2029 | 6 | cogen_2029_6 | 85% | 85% | 85%
cogen | 2029 | 7 | cogen_2029_7 | 83% | 83% | 83%
cogen | 2029 | 8 | cogen_2029_8 | 83% | 83% | 83%
cogen | 2029 | 9 | cogen_2029_9 | 80% | 80% | 80%
cogen | 2029 | 10 | cogen_2029_10 | 72% | 72% | 72%
cogen | 2029 | 11 | cogen_2029_11 | 78% | 78% | 78%
cogen | 2029 | 12 | cogen_2029_12 | 82% | 82% | 82%
geothermal | 2029 | 1 | geothermal_2029_1 | 95% | 95% | 95%
geothermal | 2029 | 2 | geothermal_2029_2 | 92% | 92% | 92%
geothermal | 2029 | 3 | geothermal_2029_3 | 88% | 88% | 88%
geothermal | 2029 | 4 | geothermal_2029_4 | 76% | 76% | 76%
geothermal | 2029 | 5 | geothermal_2029_5 | 74% | 74% | 74%
geothermal | 2029 | 6 | geothermal_2029_6 | 70% | 70% | 70%
geothermal | 2029 | 7 | geothermal_2029_7 | 84% | 84% | 84%
geothermal | 2029 | 8 | geothermal_2029_8 | 82% | 82% | 82%
geothermal | 2029 | 9 | geothermal_2029_9 | 83% | 83% | 83%
geothermal | 2029 | 10 | geothermal_2029_10 | 86% | 86% | 86%
geothermal | 2029 | 11 | geothermal_2029_11 | 93% | 93% | 93%
geothermal | 2029 | 12 | geothermal_2029_12 | 95% | 95% | 95%
hydro | 2029 | 1 | hydro_2029_1 | 60% | 60% | 60%
hydro | 2029 | 2 | hydro_2029_2 | 70% | 70% | 70%
hydro | 2029 | 3 | hydro_2029_3 | 73% | 73% | 73%
hydro | 2029 | 4 | hydro_2029_4 | 72% | 72% | 72%
hydro | 2029 | 5 | hydro_2029_5 | 69% | 69% | 69%
hydro | 2029 | 6 | hydro_2029_6 | 74% | 74% | 74%
hydro | 2029 | 7 | hydro_2029_7 | 73% | 73% | 73%
hydro | 2029 | 8 | hydro_2029_8 | 72% | 72% | 72%
hydro | 2029 | 9 | hydro_2029_9 | 71% | 71% | 71%
hydro | 2029 | 10 | hydro_2029_10 | 64% | 64% | 64%
hydro | 2029 | 11 | hydro_2029_11 | 56% | 56% | 56%
hydro | 2029 | 12 | hydro_2029_12 | 64% | 64% | 64%
thermal | 2029 | 1 | thermal_2029_1 | 100% | 100% | 100%
thermal | 2029 | 2 | thermal_2029_2 | 100% | 100% | 100%
thermal | 2029 | 3 | thermal_2029_3 | 100% | 100% | 100%
thermal | 2029 | 4 | thermal_2029_4 | 100% | 100% | 100%
thermal | 2029 | 5 | thermal_2029_5 | 100% | 100% | 100%
thermal | 2029 | 6 | thermal_2029_6 | 100% | 100% | 100%
thermal | 2029 | 7 | thermal_2029_7 | 100% | 100% | 100%
thermal | 2029 | 8 | thermal_2029_8 | 100% | 100% | 100%
thermal | 2029 | 9 | thermal_2029_9 | 100% | 100% | 100%
thermal | 2029 | 10 | thermal_2029_10 | 100% | 100% | 100%
thermal | 2029 | 11 | thermal_2029_11 | 100% | 100% | 100%
thermal | 2029 | 12 | thermal_2029_12 | 100% | 100% | 100%
battery | 2029 | 1 | battery_2029_1 | 96.6% | 94.9% | 94.9%
battery | 2029 | 2 | battery_2029_2 | 96.6% | 94.9% | 94.9%
battery | 2029 | 3 | battery_2029_3 | 96.6% | 94.9% | 94.9%
battery | 2029 | 4 | battery_2029_4 | 96.6% | 94.9% | 94.9%
battery | 2029 | 5 | battery_2029_5 | 96.6% | 94.9% | 94.9%
battery | 2029 | 6 | battery_2029_6 | 96.6% | 94.9% | 94.9%
battery | 2029 | 7 | battery_2029_7 | 96.6% | 94.9% | 94.9%
battery | 2029 | 8 | battery_2029_8 | 96.6% | 94.9% | 94.9%
battery | 2029 | 9 | battery_2029_9 | 96.6% | 94.9% | 94.9%
battery | 2029 | 10 | battery_2029_10 | 96.6% | 94.9% | 94.9%
battery | 2029 | 11 | battery_2029_11 | 96.6% | 94.9% | 94.9%
battery | 2029 | 12 | battery_2029_12 | 96.6% | 94.9% | 94.9%
nuclear | 2029 | 1 | nuclear_2029_1 | 100% | 100% | 100%
nuclear | 2029 | 2 | nuclear_2029_2 | 100% | 100% | 100%
nuclear | 2029 | 3 | nuclear_2029_3 | 100% | 100% | 100%
nuclear | 2029 | 4 | nuclear_2029_4 | 100% | 100% | 100%
nuclear | 2029 | 5 | nuclear_2029_5 | 100% | 100% | 100%
nuclear | 2029 | 6 | nuclear_2029_6 | 100% | 100% | 100%
nuclear | 2029 | 7 | nuclear_2029_7 | 100% | 100% | 100%
nuclear | 2029 | 8 | nuclear_2029_8 | 100% | 100% | 100%
nuclear | 2029 | 9 | nuclear_2029_9 | 100% | 100% | 100%
nuclear | 2029 | 10 | nuclear_2029_10 | 100% | 100% | 100%
nuclear | 2029 | 11 | nuclear_2029_11 | 100% | 100% | 100%
nuclear | 2029 | 12 | nuclear_2029_12 | 100% | 100% | 100%
biomass | 2030 | 1 | biomass_2030_1 | 82% | 82% | 82%
biomass | 2030 | 2 | biomass_2030_2 | 86% | 86% | 86%
biomass | 2030 | 3 | biomass_2030_3 | 84% | 84% | 84%
biomass | 2030 | 4 | biomass_2030_4 | 76% | 76% | 76%
biomass | 2030 | 5 | biomass_2030_5 | 83% | 83% | 83%
biomass | 2030 | 6 | biomass_2030_6 | 89% | 89% | 89%
biomass | 2030 | 7 | biomass_2030_7 | 87% | 87% | 87%
biomass | 2030 | 8 | biomass_2030_8 | 90% | 90% | 90%
biomass | 2030 | 9 | biomass_2030_9 | 90% | 90% | 90%
biomass | 2030 | 10 | biomass_2030_10 | 81% | 81% | 81%
biomass | 2030 | 11 | biomass_2030_11 | 85% | 85% | 85%
biomass | 2030 | 12 | biomass_2030_12 | 86% | 86% | 86%
cogen | 2030 | 1 | cogen_2030_1 | 81% | 81% | 81%
cogen | 2030 | 2 | cogen_2030_2 | 79% | 79% | 79%
cogen | 2030 | 3 | cogen_2030_3 | 73% | 73% | 73%
cogen | 2030 | 4 | cogen_2030_4 | 66% | 66% | 66%
cogen | 2030 | 5 | cogen_2030_5 | 79% | 79% | 79%
cogen | 2030 | 6 | cogen_2030_6 | 85% | 85% | 85%
cogen | 2030 | 7 | cogen_2030_7 | 83% | 83% | 83%
cogen | 2030 | 8 | cogen_2030_8 | 83% | 83% | 83%
cogen | 2030 | 9 | cogen_2030_9 | 80% | 80% | 80%
cogen | 2030 | 10 | cogen_2030_10 | 72% | 72% | 72%
cogen | 2030 | 11 | cogen_2030_11 | 78% | 78% | 78%
cogen | 2030 | 12 | cogen_2030_12 | 82% | 82% | 82%
geothermal | 2030 | 1 | geothermal_2030_1 | 95% | 95% | 95%
geothermal | 2030 | 2 | geothermal_2030_2 | 92% | 92% | 92%
geothermal | 2030 | 3 | geothermal_2030_3 | 88% | 88% | 88%
geothermal | 2030 | 4 | geothermal_2030_4 | 76% | 76% | 76%
geothermal | 2030 | 5 | geothermal_2030_5 | 74% | 74% | 74%
geothermal | 2030 | 6 | geothermal_2030_6 | 70% | 70% | 70%
geothermal | 2030 | 7 | geothermal_2030_7 | 84% | 84% | 84%
geothermal | 2030 | 8 | geothermal_2030_8 | 82% | 82% | 82%
geothermal | 2030 | 9 | geothermal_2030_9 | 83% | 83% | 83%
geothermal | 2030 | 10 | geothermal_2030_10 | 86% | 86% | 86%
geothermal | 2030 | 11 | geothermal_2030_11 | 93% | 93% | 93%
geothermal | 2030 | 12 | geothermal_2030_12 | 95% | 95% | 95%
hydro | 2030 | 1 | hydro_2030_1 | 60% | 60% | 60%
hydro | 2030 | 2 | hydro_2030_2 | 70% | 70% | 70%
hydro | 2030 | 3 | hydro_2030_3 | 73% | 73% | 73%
hydro | 2030 | 4 | hydro_2030_4 | 72% | 72% | 72%
hydro | 2030 | 5 | hydro_2030_5 | 69% | 69% | 69%
hydro | 2030 | 6 | hydro_2030_6 | 74% | 74% | 74%
hydro | 2030 | 7 | hydro_2030_7 | 73% | 73% | 73%
hydro | 2030 | 8 | hydro_2030_8 | 72% | 72% | 72%
hydro | 2030 | 9 | hydro_2030_9 | 71% | 71% | 71%
hydro | 2030 | 10 | hydro_2030_10 | 64% | 64% | 64%
hydro | 2030 | 11 | hydro_2030_11 | 56% | 56% | 56%
hydro | 2030 | 12 | hydro_2030_12 | 64% | 64% | 64%
thermal | 2030 | 1 | thermal_2030_1 | 100% | 100% | 100%
thermal | 2030 | 2 | thermal_2030_2 | 100% | 100% | 100%
thermal | 2030 | 3 | thermal_2030_3 | 100% | 100% | 100%
thermal | 2030 | 4 | thermal_2030_4 | 100% | 100% | 100%
thermal | 2030 | 5 | thermal_2030_5 | 100% | 100% | 100%
thermal | 2030 | 6 | thermal_2030_6 | 100% | 100% | 100%
thermal | 2030 | 7 | thermal_2030_7 | 100% | 100% | 100%
thermal | 2030 | 8 | thermal_2030_8 | 100% | 100% | 100%
thermal | 2030 | 9 | thermal_2030_9 | 100% | 100% | 100%
thermal | 2030 | 10 | thermal_2030_10 | 100% | 100% | 100%
thermal | 2030 | 11 | thermal_2030_11 | 100% | 100% | 100%
thermal | 2030 | 12 | thermal_2030_12 | 100% | 100% | 100%
battery | 2030 | 1 | battery_2030_1 | 96.6% | 93.21% | 93.21%
battery | 2030 | 2 | battery_2030_2 | 96.6% | 93.21% | 93.21%
battery | 2030 | 3 | battery_2030_3 | 96.6% | 93.21% | 93.21%
battery | 2030 | 4 | battery_2030_4 | 96.6% | 93.21% | 93.21%
battery | 2030 | 5 | battery_2030_5 | 96.6% | 93.21% | 93.21%
battery | 2030 | 6 | battery_2030_6 | 96.6% | 93.21% | 93.21%
battery | 2030 | 7 | battery_2030_7 | 96.6% | 93.21% | 93.21%
battery | 2030 | 8 | battery_2030_8 | 96.6% | 93.21% | 93.21%
battery | 2030 | 9 | battery_2030_9 | 96.6% | 93.21% | 93.21%
battery | 2030 | 10 | battery_2030_10 | 96.6% | 93.21% | 93.21%
battery | 2030 | 11 | battery_2030_11 | 96.6% | 93.21% | 93.21%
battery | 2030 | 12 | battery_2030_12 | 96.6% | 93.21% | 93.21%
nuclear | 2030 | 1 | nuclear_2030_1 | 100% | 100% | 100%
nuclear | 2030 | 2 | nuclear_2030_2 | 100% | 100% | 100%
nuclear | 2030 | 3 | nuclear_2030_3 | 100% | 100% | 100%
nuclear | 2030 | 4 | nuclear_2030_4 | 100% | 100% | 100%
nuclear | 2030 | 5 | nuclear_2030_5 | 100% | 100% | 100%
nuclear | 2030 | 6 | nuclear_2030_6 | 100% | 100% | 100%
nuclear | 2030 | 7 | nuclear_2030_7 | 100% | 100% | 100%
nuclear | 2030 | 8 | nuclear_2030_8 | 100% | 100% | 100%
nuclear | 2030 | 9 | nuclear_2030_9 | 100% | 100% | 100%
nuclear | 2030 | 10 | nuclear_2030_10 | 100% | 100% | 100%
nuclear | 2030 | 11 | nuclear_2030_11 | 100% | 100% | 100%
nuclear | 2030 | 12 | nuclear_2030_12 | 100% | 100% | 100%
solar | 2020 | 1 | solar_2020_1 | 4% | 4% | 4%
solar | 2020 | 2 | solar_2020_2 | 3% | 3% | 3%
solar | 2020 | 3 | solar_2020_3 | 18% | 18% | 18%
solar | 2020 | 4 | solar_2020_4 | 15% | 15% | 15%
solar | 2020 | 5 | solar_2020_5 | 16% | 16% | 16%
solar | 2020 | 6 | solar_2020_6 | 31% | 31% | 31%
solar | 2020 | 7 | solar_2020_7 | 39% | 39% | 39%
solar | 2020 | 8 | solar_2020_8 | 27% | 27% | 27%
solar | 2020 | 9 | solar_2020_9 | 14% | 14% | 14%
solar | 2020 | 10 | solar_2020_10 | 2% | 2% | 2%
solar | 2020 | 11 | solar_2020_11 | 2% | 2% | 2%
solar | 2020 | 12 | solar_2020_12 | 0% | 0% | 0%
solar | 2021 | 1 | solar_2021_1 | 4% | 4% | 4%
solar | 2021 | 2 | solar_2021_2 | 3% | 3% | 3%
solar | 2021 | 3 | solar_2021_3 | 18% | 18% | 18%
solar | 2021 | 4 | solar_2021_4 | 15% | 15% | 15%
solar | 2021 | 5 | solar_2021_5 | 16% | 16% | 16%
solar | 2021 | 6 | solar_2021_6 | 31% | 31% | 31%
solar | 2021 | 7 | solar_2021_7 | 39% | 39% | 39%
solar | 2021 | 8 | solar_2021_8 | 27% | 27% | 27%
solar | 2021 | 9 | solar_2021_9 | 14% | 14% | 14%
solar | 2021 | 10 | solar_2021_10 | 2% | 2% | 2%
solar | 2021 | 11 | solar_2021_11 | 2% | 2% | 2%
solar | 2021 | 12 | solar_2021_12 | 0% | 0% | 0%
solar | 2022 | 1 | solar_2022_1 | 4% | 4% | 4%
solar | 2022 | 2 | solar_2022_2 | 3% | 3% | 3%
solar | 2022 | 3 | solar_2022_3 | 18% | 18% | 18%
solar | 2022 | 4 | solar_2022_4 | 15% | 15% | 15%
solar | 2022 | 5 | solar_2022_5 | 16% | 16% | 16%
solar | 2022 | 6 | solar_2022_6 | 31% | 31% | 31%
solar | 2022 | 7 | solar_2022_7 | 39% | 39% | 39%
solar | 2022 | 8 | solar_2022_8 | 27% | 27% | 27%
solar | 2022 | 9 | solar_2022_9 | 14% | 14% | 14%
solar | 2022 | 10 | solar_2022_10 | 2% | 2% | 2%
solar | 2022 | 11 | solar_2022_11 | 2% | 2% | 2%
solar | 2022 | 12 | solar_2022_12 | 0% | 0% | 0%
solar | 2023 | 1 | solar_2023_1 | 4% | 4% | 4%
solar | 2023 | 2 | solar_2023_2 | 3% | 3% | 3%
solar | 2023 | 3 | solar_2023_3 | 18% | 18% | 18%
solar | 2023 | 4 | solar_2023_4 | 15% | 15% | 15%
solar | 2023 | 5 | solar_2023_5 | 16% | 16% | 16%
solar | 2023 | 6 | solar_2023_6 | 31% | 31% | 31%
solar | 2023 | 7 | solar_2023_7 | 39% | 39% | 39%
solar | 2023 | 8 | solar_2023_8 | 27% | 27% | 27%
solar | 2023 | 9 | solar_2023_9 | 14% | 14% | 14%
solar | 2023 | 10 | solar_2023_10 | 2% | 2% | 2%
solar | 2023 | 11 | solar_2023_11 | 2% | 2% | 2%
solar | 2023 | 12 | solar_2023_12 | 0% | 0% | 0%
solar | 2024 | 1 | solar_2024_1 | 3.429% | 3.475% | 3.475%
solar | 2024 | 2 | solar_2024_2 | 2.571% | 2.606% | 2.606%
solar | 2024 | 3 | solar_2024_3 | 15.43% | 15.64% | 15.64%
solar | 2024 | 4 | solar_2024_4 | 12.86% | 13.03% | 13.03%
solar | 2024 | 5 | solar_2024_5 | 13.71% | 13.9% | 13.9%
solar | 2024 | 6 | solar_2024_6 | 26.57% | 26.93% | 26.93%
solar | 2024 | 7 | solar_2024_7 | 33.43% | 33.88% | 33.88%
solar | 2024 | 8 | solar_2024_8 | 23.14% | 23.45% | 23.45%
solar | 2024 | 9 | solar_2024_9 | 12.27% | 12.16% | 12.16%
solar | 2024 | 10 | solar_2024_10 | 1.714% | 1.737% | 1.737%
solar | 2024 | 11 | solar_2024_11 | 1.714% | 1.737% | 1.737%
solar | 2024 | 12 | solar_2024_12 | 0% | 0% | 0%
solar | 2025 | 1 | solar_2025_1 | 3.143% | 2.95% | 2.95%
solar | 2025 | 2 | solar_2025_2 | 2.357% | 2.212% | 2.212%
solar | 2025 | 3 | solar_2025_3 | 14.14% | 13.27% | 13.27%
solar | 2025 | 4 | solar_2025_4 | 11.79% | 11.06% | 11.06%
solar | 2025 | 5 | solar_2025_5 | 12.57% | 11.8% | 11.8%
solar | 2025 | 6 | solar_2025_6 | 24.36% | 22.86% | 22.86%
solar | 2025 | 7 | solar_2025_7 | 30.64% | 28.76% | 28.76%
solar | 2025 | 8 | solar_2025_8 | 21.21% | 19.91% | 19.91%
solar | 2025 | 9 | solar_2025_9 | 10.54% | 10.32% | 10.32%
solar | 2025 | 10 | solar_2025_10 | 1.571% | 1.475% | 1.475%
solar | 2025 | 11 | solar_2025_11 | 1.571% | 1.475% | 1.475%
solar | 2025 | 12 | solar_2025_12 | 0% | 0% | 0%
solar | 2026 | 1 | solar_2026_1 | 2.571% | 2.424% | 2.424%
solar | 2026 | 2 | solar_2026_2 | 1.929% | 1.818% | 1.818%
solar | 2026 | 3 | solar_2026_3 | 11.57% | 10.91% | 10.91%
solar | 2026 | 4 | solar_2026_4 | 9.643% | 9.091% | 9.091%
solar | 2026 | 5 | solar_2026_5 | 10.29% | 9.697% | 9.697%
solar | 2026 | 6 | solar_2026_6 | 19.93% | 18.79% | 18.79%
solar | 2026 | 7 | solar_2026_7 | 25.07% | 23.64% | 23.64%
solar | 2026 | 8 | solar_2026_8 | 17.36% | 16.36% | 16.36%
solar | 2026 | 9 | solar_2026_9 | 8.811% | 8.485% | 8.485%
solar | 2026 | 10 | solar_2026_10 | 1.286% | 1.212% | 1.212%
solar | 2026 | 11 | solar_2026_11 | 1.286% | 1.212% | 1.212%
solar | 2026 | 12 | solar_2026_12 | 0% | 0% | 0%
solar | 2027 | 1 | solar_2027_1 | 2.571% | 2.15% | 2.15%
solar | 2027 | 2 | solar_2027_2 | 1.929% | 1.612% | 1.612%
solar | 2027 | 3 | solar_2027_3 | 11.57% | 9.674% | 9.674%
solar | 2027 | 4 | solar_2027_4 | 9.643% | 8.062% | 8.062%
solar | 2027 | 5 | solar_2027_5 | 10.29% | 8.599% | 8.599%
solar | 2027 | 6 | solar_2027_6 | 19.93% | 16.66% | 16.66%
solar | 2027 | 7 | solar_2027_7 | 25.07% | 20.96% | 20.96%
solar | 2027 | 8 | solar_2027_8 | 17.36% | 14.51% | 14.51%
solar | 2027 | 9 | solar_2027_9 | 8.837% | 7.524% | 7.524%
solar | 2027 | 10 | solar_2027_10 | 1.286% | 1.075% | 1.075%
solar | 2027 | 11 | solar_2027_11 | 1.286% | 1.075% | 1.075%
solar | 2027 | 12 | solar_2027_12 | 0% | 0% | 0%
solar | 2028 | 1 | solar_2028_1 | 2.571% | 1.875% | 1.875%
solar | 2028 | 2 | solar_2028_2 | 1.929% | 1.406% | 1.406%
solar | 2028 | 3 | solar_2028_3 | 11.57% | 8.439% | 8.439%
solar | 2028 | 4 | solar_2028_4 | 9.643% | 7.032% | 7.032%
solar | 2028 | 5 | solar_2028_5 | 10.29% | 7.501% | 7.501%
solar | 2028 | 6 | solar_2028_6 | 19.93% | 14.53% | 14.53%
solar | 2028 | 7 | solar_2028_7 | 25.07% | 18.28% | 18.28%
solar | 2028 | 8 | solar_2028_8 | 17.36% | 12.66% | 12.66%
solar | 2028 | 9 | solar_2028_9 | 8.863% | 6.563% | 6.563%
solar | 2028 | 10 | solar_2028_10 | 1.286% | 0.9376% | 0.9376%
solar | 2028 | 11 | solar_2028_11 | 1.286% | 0.9376% | 0.9376%
solar | 2028 | 12 | solar_2028_12 | 0% | 0% | 0%
solar | 2029 | 1 | solar_2029_1 | 2.571% | 1.601% | 1.601%
solar | 2029 | 2 | solar_2029_2 | 1.929% | 1.201% | 1.201%
solar | 2029 | 3 | solar_2029_3 | 11.57% | 7.204% | 7.204%
solar | 2029 | 4 | solar_2029_4 | 9.643% | 6.003% | 6.003%
solar | 2029 | 5 | solar_2029_5 | 10.29% | 6.403% | 6.403%
solar | 2029 | 6 | solar_2029_6 | 19.93% | 12.41% | 12.41%
solar | 2029 | 7 | solar_2029_7 | 25.07% | 15.61% | 15.61%
solar | 2029 | 8 | solar_2029_8 | 17.36% | 10.81% | 10.81%
solar | 2029 | 9 | solar_2029_9 | 8.889% | 5.603% | 5.603%
solar | 2029 | 10 | solar_2029_10 | 1.286% | 0.8004% | 0.8004%
solar | 2029 | 11 | solar_2029_11 | 1.286% | 0.8004% | 0.8004%
solar | 2029 | 12 | solar_2029_12 | 0% | 0% | 0%
solar | 2030 | 1 | solar_2030_1 | 2.571% | 1.326% | 1.326%
solar | 2030 | 2 | solar_2030_2 | 1.929% | 0.9947% | 0.9947%
solar | 2030 | 3 | solar_2030_3 | 11.57% | 5.968% | 5.968%
solar | 2030 | 4 | solar_2030_4 | 9.643% | 4.974% | 4.974%
solar | 2030 | 5 | solar_2030_5 | 10.29% | 5.305% | 5.305%
solar | 2030 | 6 | solar_2030_6 | 19.93% | 10.28% | 10.28%
solar | 2030 | 7 | solar_2030_7 | 25.07% | 12.93% | 12.93%
solar | 2030 | 8 | solar_2030_8 | 17.36% | 8.953% | 8.953%
solar | 2030 | 9 | solar_2030_9 | 8.915% | 4.642% | 4.642%
solar | 2030 | 10 | solar_2030_10 | 1.286% | 0.6632% | 0.6632%
solar | 2030 | 11 | solar_2030_11 | 1.286% | 0.6632% | 0.6632%
solar | 2030 | 12 | solar_2030_12 | 0% | 0% | 0%
psh | 2020 | 1 | psh_2020_1 | 100% | 100% | 100%
psh | 2020 | 2 | psh_2020_2 | 100% | 100% | 100%
psh | 2020 | 3 | psh_2020_3 | 100% | 100% | 100%
psh | 2020 | 4 | psh_2020_4 | 100% | 100% | 100%
psh | 2020 | 5 | psh_2020_5 | 100% | 100% | 100%
psh | 2020 | 6 | psh_2020_6 | 100% | 100% | 100%
psh | 2020 | 7 | psh_2020_7 | 100% | 100% | 100%
psh | 2020 | 8 | psh_2020_8 | 100% | 100% | 100%
psh | 2020 | 9 | psh_2020_9 | 100% | 100% | 100%
psh | 2020 | 10 | psh_2020_10 | 100% | 100% | 100%
psh | 2020 | 11 | psh_2020_11 | 100% | 100% | 100%
psh | 2020 | 12 | psh_2020_12 | 100% | 100% | 100%
psh | 2021 | 1 | psh_2021_1 | 100% | 100% | 100%
psh | 2021 | 2 | psh_2021_2 | 100% | 100% | 100%
psh | 2021 | 3 | psh_2021_3 | 100% | 100% | 100%
psh | 2021 | 4 | psh_2021_4 | 100% | 100% | 100%
psh | 2021 | 5 | psh_2021_5 | 100% | 100% | 100%
psh | 2021 | 6 | psh_2021_6 | 100% | 100% | 100%
psh | 2021 | 7 | psh_2021_7 | 100% | 100% | 100%
psh | 2021 | 8 | psh_2021_8 | 100% | 100% | 100%
psh | 2021 | 9 | psh_2021_9 | 100% | 100% | 100%
psh | 2021 | 10 | psh_2021_10 | 100% | 100% | 100%
psh | 2021 | 11 | psh_2021_11 | 100% | 100% | 100%
psh | 2021 | 12 | psh_2021_12 | 100% | 100% | 100%
psh | 2022 | 1 | psh_2022_1 | 100% | 100% | 100%
psh | 2022 | 2 | psh_2022_2 | 100% | 100% | 100%
psh | 2022 | 3 | psh_2022_3 | 100% | 100% | 100%
psh | 2022 | 4 | psh_2022_4 | 100% | 100% | 100%
psh | 2022 | 5 | psh_2022_5 | 100% | 100% | 100%
psh | 2022 | 6 | psh_2022_6 | 100% | 100% | 100%
psh | 2022 | 7 | psh_2022_7 | 100% | 100% | 100%
psh | 2022 | 8 | psh_2022_8 | 100% | 100% | 100%
psh | 2022 | 9 | psh_2022_9 | 100% | 100% | 100%
psh | 2022 | 10 | psh_2022_10 | 100% | 100% | 100%
psh | 2022 | 11 | psh_2022_11 | 100% | 100% | 100%
psh | 2022 | 12 | psh_2022_12 | 100% | 100% | 100%
psh | 2023 | 1 | psh_2023_1 | 100% | 100% | 100%
psh | 2023 | 2 | psh_2023_2 | 100% | 100% | 100%
psh | 2023 | 3 | psh_2023_3 | 100% | 100% | 100%
psh | 2023 | 4 | psh_2023_4 | 100% | 100% | 100%
psh | 2023 | 5 | psh_2023_5 | 100% | 100% | 100%
psh | 2023 | 6 | psh_2023_6 | 100% | 100% | 100%
psh | 2023 | 7 | psh_2023_7 | 100% | 100% | 100%
psh | 2023 | 8 | psh_2023_8 | 100% | 100% | 100%
psh | 2023 | 9 | psh_2023_9 | 100% | 100% | 100%
psh | 2023 | 10 | psh_2023_10 | 100% | 100% | 100%
psh | 2023 | 11 | psh_2023_11 | 100% | 100% | 100%
psh | 2023 | 12 | psh_2023_12 | 100% | 100% | 100%
psh | 2024 | 1 | psh_2024_1 | 100% | 100% | 100%
psh | 2024 | 2 | psh_2024_2 | 100% | 100% | 100%
psh | 2024 | 3 | psh_2024_3 | 100% | 100% | 100%
psh | 2024 | 4 | psh_2024_4 | 100% | 100% | 100%
psh | 2024 | 5 | psh_2024_5 | 100% | 100% | 100%
psh | 2024 | 6 | psh_2024_6 | 100% | 100% | 100%
psh | 2024 | 7 | psh_2024_7 | 100% | 100% | 100%
psh | 2024 | 8 | psh_2024_8 | 100% | 100% | 100%
psh | 2024 | 9 | psh_2024_9 | 100% | 100% | 100%
psh | 2024 | 10 | psh_2024_10 | 100% | 100% | 100%
psh | 2024 | 11 | psh_2024_11 | 100% | 100% | 100%
psh | 2024 | 12 | psh_2024_12 | 100% | 100% | 100%
psh | 2025 | 1 | psh_2025_1 | 100% | 100% | 100%
psh | 2025 | 2 | psh_2025_2 | 100% | 100% | 100%
psh | 2025 | 3 | psh_2025_3 | 100% | 100% | 100%
psh | 2025 | 4 | psh_2025_4 | 100% | 100% | 100%
psh | 2025 | 5 | psh_2025_5 | 100% | 100% | 100%
psh | 2025 | 6 | psh_2025_6 | 100% | 100% | 100%
psh | 2025 | 7 | psh_2025_7 | 100% | 100% | 100%
psh | 2025 | 8 | psh_2025_8 | 100% | 100% | 100%
psh | 2025 | 9 | psh_2025_9 | 100% | 100% | 100%
psh | 2025 | 10 | psh_2025_10 | 100% | 100% | 100%
psh | 2025 | 11 | psh_2025_11 | 100% | 100% | 100%
psh | 2025 | 12 | psh_2025_12 | 100% | 100% | 100%
psh | 2026 | 1 | psh_2026_1 | 100% | 100% | 100%
psh | 2026 | 2 | psh_2026_2 | 100% | 100% | 100%
psh | 2026 | 3 | psh_2026_3 | 100% | 100% | 100%
psh | 2026 | 4 | psh_2026_4 | 100% | 100% | 100%
psh | 2026 | 5 | psh_2026_5 | 100% | 100% | 100%
psh | 2026 | 6 | psh_2026_6 | 100% | 100% | 100%
psh | 2026 | 7 | psh_2026_7 | 100% | 100% | 100%
psh | 2026 | 8 | psh_2026_8 | 100% | 100% | 100%
psh | 2026 | 9 | psh_2026_9 | 100% | 100% | 100%
psh | 2026 | 10 | psh_2026_10 | 100% | 100% | 100%
psh | 2026 | 11 | psh_2026_11 | 100% | 100% | 100%
psh | 2026 | 12 | psh_2026_12 | 100% | 100% | 100%
psh | 2027 | 1 | psh_2027_1 | 100% | 100% | 100%
psh | 2027 | 2 | psh_2027_2 | 100% | 100% | 100%
psh | 2027 | 3 | psh_2027_3 | 100% | 100% | 100%
psh | 2027 | 4 | psh_2027_4 | 100% | 100% | 100%
psh | 2027 | 5 | psh_2027_5 | 100% | 100% | 100%
psh | 2027 | 6 | psh_2027_6 | 100% | 100% | 100%
psh | 2027 | 7 | psh_2027_7 | 100% | 100% | 100%
psh | 2027 | 8 | psh_2027_8 | 100% | 100% | 100%
psh | 2027 | 9 | psh_2027_9 | 100% | 100% | 100%
psh | 2027 | 10 | psh_2027_10 | 100% | 100% | 100%
psh | 2027 | 11 | psh_2027_11 | 100% | 100% | 100%
psh | 2027 | 12 | psh_2027_12 | 100% | 100% | 100%
psh | 2028 | 1 | psh_2028_1 | 100% | 100% | 100%
psh | 2028 | 2 | psh_2028_2 | 100% | 100% | 100%
psh | 2028 | 3 | psh_2028_3 | 100% | 100% | 100%
psh | 2028 | 4 | psh_2028_4 | 100% | 100% | 100%
psh | 2028 | 5 | psh_2028_5 | 100% | 100% | 100%
psh | 2028 | 6 | psh_2028_6 | 100% | 100% | 100%
psh | 2028 | 7 | psh_2028_7 | 100% | 100% | 100%
psh | 2028 | 8 | psh_2028_8 | 100% | 100% | 100%
psh | 2028 | 9 | psh_2028_9 | 100% | 100% | 100%
psh | 2028 | 10 | psh_2028_10 | 100% | 100% | 100%
psh | 2028 | 11 | psh_2028_11 | 100% | 100% | 100%
psh | 2028 | 12 | psh_2028_12 | 100% | 100% | 100%
psh | 2029 | 1 | psh_2029_1 | 100% | 100% | 100%
psh | 2029 | 2 | psh_2029_2 | 100% | 100% | 100%
psh | 2029 | 3 | psh_2029_3 | 100% | 100% | 100%
psh | 2029 | 4 | psh_2029_4 | 100% | 100% | 100%
psh | 2029 | 5 | psh_2029_5 | 100% | 100% | 100%
psh | 2029 | 6 | psh_2029_6 | 100% | 100% | 100%
psh | 2029 | 7 | psh_2029_7 | 100% | 100% | 100%
psh | 2029 | 8 | psh_2029_8 | 100% | 100% | 100%
psh | 2029 | 9 | psh_2029_9 | 100% | 100% | 100%
psh | 2029 | 10 | psh_2029_10 | 100% | 100% | 100%
psh | 2029 | 11 | psh_2029_11 | 100% | 100% | 100%
psh | 2029 | 12 | psh_2029_12 | 100% | 100% | 100%
psh | 2030 | 1 | psh_2030_1 | 100% | 100% | 100%
psh | 2030 | 2 | psh_2030_2 | 100% | 100% | 100%
psh | 2030 | 3 | psh_2030_3 | 100% | 100% | 100%
psh | 2030 | 4 | psh_2030_4 | 100% | 100% | 100%
psh | 2030 | 5 | psh_2030_5 | 100% | 100% | 100%
psh | 2030 | 6 | psh_2030_6 | 100% | 100% | 100%
psh | 2030 | 7 | psh_2030_7 | 100% | 100% | 100%
psh | 2030 | 8 | psh_2030_8 | 100% | 100% | 100%
psh | 2030 | 9 | psh_2030_9 | 100% | 100% | 100%
psh | 2030 | 10 | psh_2030_10 | 100% | 100% | 100%
psh | 2030 | 11 | psh_2030_11 | 100% | 100% | 100%
psh | 2030 | 12 | psh_2030_12 | 100% | 100% | 100%
unknown | 2020 | 1 | unknown_2020_1 | 0% | 0% | 0%
unknown | 2020 | 2 | unknown_2020_2 | 0% | 0% | 0%
unknown | 2020 | 3 | unknown_2020_3 | 0% | 0% | 0%
unknown | 2020 | 4 | unknown_2020_4 | 0% | 0% | 0%
unknown | 2020 | 5 | unknown_2020_5 | 0% | 0% | 0%
unknown | 2020 | 6 | unknown_2020_6 | 0% | 0% | 0%
unknown | 2020 | 7 | unknown_2020_7 | 0% | 0% | 0%
unknown | 2020 | 8 | unknown_2020_8 | 0% | 0% | 0%
unknown | 2020 | 9 | unknown_2020_9 | 0% | 0% | 0%
unknown | 2020 | 10 | unknown_2020_10 | 0% | 0% | 0%
unknown | 2020 | 11 | unknown_2020_11 | 0% | 0% | 0%
unknown | 2020 | 12 | unknown_2020_12 | 0% | 0% | 0%
unknown | 2021 | 1 | unknown_2021_1 | 0% | 0% | 0%
unknown | 2021 | 2 | unknown_2021_2 | 0% | 0% | 0%
unknown | 2021 | 3 | unknown_2021_3 | 0% | 0% | 0%
unknown | 2021 | 4 | unknown_2021_4 | 0% | 0% | 0%
unknown | 2021 | 5 | unknown_2021_5 | 0% | 0% | 0%
unknown | 2021 | 6 | unknown_2021_6 | 0% | 0% | 0%
unknown | 2021 | 7 | unknown_2021_7 | 0% | 0% | 0%
unknown | 2021 | 8 | unknown_2021_8 | 0% | 0% | 0%
unknown | 2021 | 9 | unknown_2021_9 | 0% | 0% | 0%
unknown | 2021 | 10 | unknown_2021_10 | 0% | 0% | 0%
unknown | 2021 | 11 | unknown_2021_11 | 0% | 0% | 0%
unknown | 2021 | 12 | unknown_2021_12 | 0% | 0% | 0%
unknown | 2022 | 1 | unknown_2022_1 | 0% | 0% | 0%
unknown | 2022 | 2 | unknown_2022_2 | 0% | 0% | 0%
unknown | 2022 | 3 | unknown_2022_3 | 0% | 0% | 0%
unknown | 2022 | 4 | unknown_2022_4 | 0% | 0% | 0%
unknown | 2022 | 5 | unknown_2022_5 | 0% | 0% | 0%
unknown | 2022 | 6 | unknown_2022_6 | 0% | 0% | 0%
unknown | 2022 | 7 | unknown_2022_7 | 0% | 0% | 0%
unknown | 2022 | 8 | unknown_2022_8 | 0% | 0% | 0%
unknown | 2022 | 9 | unknown_2022_9 | 0% | 0% | 0%
unknown | 2022 | 10 | unknown_2022_10 | 0% | 0% | 0%
unknown | 2022 | 11 | unknown_2022_11 | 0% | 0% | 0%
unknown | 2022 | 12 | unknown_2022_12 | 0% | 0% | 0%
unknown | 2023 | 1 | unknown_2023_1 | 0% | 0% | 0%
unknown | 2023 | 2 | unknown_2023_2 | 0% | 0% | 0%
unknown | 2023 | 3 | unknown_2023_3 | 0% | 0% | 0%
unknown | 2023 | 4 | unknown_2023_4 | 0% | 0% | 0%
unknown | 2023 | 5 | unknown_2023_5 | 0% | 0% | 0%
unknown | 2023 | 6 | unknown_2023_6 | 0% | 0% | 0%
unknown | 2023 | 7 | unknown_2023_7 | 0% | 0% | 0%
unknown | 2023 | 8 | unknown_2023_8 | 0% | 0% | 0%
unknown | 2023 | 9 | unknown_2023_9 | 0% | 0% | 0%
unknown | 2023 | 10 | unknown_2023_10 | 0% | 0% | 0%
unknown | 2023 | 11 | unknown_2023_11 | 0% | 0% | 0%
unknown | 2023 | 12 | unknown_2023_12 | 0% | 0% | 0%
unknown | 2024 | 1 | unknown_2024_1 | 0% | 0% | 0%
unknown | 2024 | 2 | unknown_2024_2 | 0% | 0% | 0%
unknown | 2024 | 3 | unknown_2024_3 | 0% | 0% | 0%
unknown | 2024 | 4 | unknown_2024_4 | 0% | 0% | 0%
unknown | 2024 | 5 | unknown_2024_5 | 0% | 0% | 0%
unknown | 2024 | 6 | unknown_2024_6 | 0% | 0% | 0%
unknown | 2024 | 7 | unknown_2024_7 | 0% | 0% | 0%
unknown | 2024 | 8 | unknown_2024_8 | 0% | 0% | 0%
unknown | 2024 | 9 | unknown_2024_9 | 0% | 0% | 0%
unknown | 2024 | 10 | unknown_2024_10 | 0% | 0% | 0%
unknown | 2024 | 11 | unknown_2024_11 | 0% | 0% | 0%
unknown | 2024 | 12 | unknown_2024_12 | 0% | 0% | 0%
unknown | 2025 | 1 | unknown_2025_1 | 0% | 0% | 0%
unknown | 2025 | 2 | unknown_2025_2 | 0% | 0% | 0%
unknown | 2025 | 3 | unknown_2025_3 | 0% | 0% | 0%
unknown | 2025 | 4 | unknown_2025_4 | 0% | 0% | 0%
unknown | 2025 | 5 | unknown_2025_5 | 0% | 0% | 0%
unknown | 2025 | 6 | unknown_2025_6 | 0% | 0% | 0%
unknown | 2025 | 7 | unknown_2025_7 | 0% | 0% | 0%
unknown | 2025 | 8 | unknown_2025_8 | 0% | 0% | 0%
unknown | 2025 | 9 | unknown_2025_9 | 0% | 0% | 0%
unknown | 2025 | 10 | unknown_2025_10 | 0% | 0% | 0%
unknown | 2025 | 11 | unknown_2025_11 | 0% | 0% | 0%
unknown | 2025 | 12 | unknown_2025_12 | 0% | 0% | 0%
unknown | 2026 | 1 | unknown_2026_1 | 0% | 0% | 0%
unknown | 2026 | 2 | unknown_2026_2 | 0% | 0% | 0%
unknown | 2026 | 3 | unknown_2026_3 | 0% | 0% | 0%
unknown | 2026 | 4 | unknown_2026_4 | 0% | 0% | 0%
unknown | 2026 | 5 | unknown_2026_5 | 0% | 0% | 0%
unknown | 2026 | 6 | unknown_2026_6 | 0% | 0% | 0%
unknown | 2026 | 7 | unknown_2026_7 | 0% | 0% | 0%
unknown | 2026 | 8 | unknown_2026_8 | 0% | 0% | 0%
unknown | 2026 | 9 | unknown_2026_9 | 0% | 0% | 0%
unknown | 2026 | 10 | unknown_2026_10 | 0% | 0% | 0%
unknown | 2026 | 11 | unknown_2026_11 | 0% | 0% | 0%
unknown | 2026 | 12 | unknown_2026_12 | 0% | 0% | 0%
unknown | 2027 | 1 | unknown_2027_1 | 0% | 0% | 0%
unknown | 2027 | 2 | unknown_2027_2 | 0% | 0% | 0%
unknown | 2027 | 3 | unknown_2027_3 | 0% | 0% | 0%
unknown | 2027 | 4 | unknown_2027_4 | 0% | 0% | 0%
unknown | 2027 | 5 | unknown_2027_5 | 0% | 0% | 0%
unknown | 2027 | 6 | unknown_2027_6 | 0% | 0% | 0%
unknown | 2027 | 7 | unknown_2027_7 | 0% | 0% | 0%
unknown | 2027 | 8 | unknown_2027_8 | 0% | 0% | 0%
unknown | 2027 | 9 | unknown_2027_9 | 0% | 0% | 0%
unknown | 2027 | 10 | unknown_2027_10 | 0% | 0% | 0%
unknown | 2027 | 11 | unknown_2027_11 | 0% | 0% | 0%
unknown | 2027 | 12 | unknown_2027_12 | 0% | 0% | 0%
unknown | 2028 | 1 | unknown_2028_1 | 0% | 0% | 0%
unknown | 2028 | 2 | unknown_2028_2 | 0% | 0% | 0%
unknown | 2028 | 3 | unknown_2028_3 | 0% | 0% | 0%
unknown | 2028 | 4 | unknown_2028_4 | 0% | 0% | 0%
unknown | 2028 | 5 | unknown_2028_5 | 0% | 0% | 0%
unknown | 2028 | 6 | unknown_2028_6 | 0% | 0% | 0%
unknown | 2028 | 7 | unknown_2028_7 | 0% | 0% | 0%
unknown | 2028 | 8 | unknown_2028_8 | 0% | 0% | 0%
unknown | 2028 | 9 | unknown_2028_9 | 0% | 0% | 0%
unknown | 2028 | 10 | unknown_2028_10 | 0% | 0% | 0%
unknown | 2028 | 11 | unknown_2028_11 | 0% | 0% | 0%
unknown | 2028 | 12 | unknown_2028_12 | 0% | 0% | 0%
unknown | 2029 | 1 | unknown_2029_1 | 0% | 0% | 0%
unknown | 2029 | 2 | unknown_2029_2 | 0% | 0% | 0%
unknown | 2029 | 3 | unknown_2029_3 | 0% | 0% | 0%
unknown | 2029 | 4 | unknown_2029_4 | 0% | 0% | 0%
unknown | 2029 | 5 | unknown_2029_5 | 0% | 0% | 0%
unknown | 2029 | 6 | unknown_2029_6 | 0% | 0% | 0%
unknown | 2029 | 7 | unknown_2029_7 | 0% | 0% | 0%
unknown | 2029 | 8 | unknown_2029_8 | 0% | 0% | 0%
unknown | 2029 | 9 | unknown_2029_9 | 0% | 0% | 0%
unknown | 2029 | 10 | unknown_2029_10 | 0% | 0% | 0%
unknown | 2029 | 11 | unknown_2029_11 | 0% | 0% | 0%
unknown | 2029 | 12 | unknown_2029_12 | 0% | 0% | 0%
unknown | 2030 | 1 | unknown_2030_1 | 0% | 0% | 0%
unknown | 2030 | 2 | unknown_2030_2 | 0% | 0% | 0%
unknown | 2030 | 3 | unknown_2030_3 | 0% | 0% | 0%
unknown | 2030 | 4 | unknown_2030_4 | 0% | 0% | 0%
unknown | 2030 | 5 | unknown_2030_5 | 0% | 0% | 0%
unknown | 2030 | 6 | unknown_2030_6 | 0% | 0% | 0%
unknown | 2030 | 7 | unknown_2030_7 | 0% | 0% | 0%
unknown | 2030 | 8 | unknown_2030_8 | 0% | 0% | 0%
unknown | 2030 | 9 | unknown_2030_9 | 0% | 0% | 0%
unknown | 2030 | 10 | unknown_2030_10 | 0% | 0% | 0%
unknown | 2030 | 11 | unknown_2030_11 | 0% | 0% | 0%
unknown | 2030 | 12 | unknown_2030_12 | 0% | 0% | 0%
wind_high_cf | 2020 | 1 | wind_high_cf_2020_1 | 17.82% | 17.62% | 17.62%
wind_high_cf | 2020 | 2 | wind_high_cf_2020_2 | 15.27% | 15.1% | 15.1%
wind_high_cf | 2020 | 3 | wind_high_cf_2020_3 | 35.64% | 35.24% | 35.24%
wind_high_cf | 2020 | 4 | wind_high_cf_2020_4 | 31.82% | 31.47% | 31.47%
wind_high_cf | 2020 | 5 | wind_high_cf_2020_5 | 31.82% | 31.47% | 31.47%
wind_high_cf | 2020 | 6 | wind_high_cf_2020_6 | 42% | 41.53% | 41.53%
wind_high_cf | 2020 | 7 | wind_high_cf_2020_7 | 29.27% | 28.95% | 28.95%
wind_high_cf | 2020 | 8 | wind_high_cf_2020_8 | 26.73% | 26.43% | 26.43%
wind_high_cf | 2020 | 9 | wind_high_cf_2020_9 | 18.88% | 18.88% | 18.88%
wind_high_cf | 2020 | 10 | wind_high_cf_2020_10 | 10.18% | 10.07% | 10.07%
wind_high_cf | 2020 | 11 | wind_high_cf_2020_11 | 15.27% | 15.1% | 15.1%
wind_high_cf | 2020 | 12 | wind_high_cf_2020_12 | 16.55% | 16.36% | 16.36%
wind_high_cf | 2021 | 1 | wind_high_cf_2021_1 | 17.82% | 17.62% | 17.62%
wind_high_cf | 2021 | 2 | wind_high_cf_2021_2 | 15.27% | 15.1% | 15.1%
wind_high_cf | 2021 | 3 | wind_high_cf_2021_3 | 35.64% | 35.24% | 35.24%
wind_high_cf | 2021 | 4 | wind_high_cf_2021_4 | 31.82% | 31.47% | 31.47%
wind_high_cf | 2021 | 5 | wind_high_cf_2021_5 | 31.82% | 31.47% | 31.47%
wind_high_cf | 2021 | 6 | wind_high_cf_2021_6 | 42% | 41.53% | 41.53%
wind_high_cf | 2021 | 7 | wind_high_cf_2021_7 | 29.27% | 28.95% | 28.95%
wind_high_cf | 2021 | 8 | wind_high_cf_2021_8 | 26.73% | 26.43% | 26.43%
wind_high_cf | 2021 | 9 | wind_high_cf_2021_9 | 18.88% | 18.88% | 18.88%
wind_high_cf | 2021 | 10 | wind_high_cf_2021_10 | 10.18% | 10.07% | 10.07%
wind_high_cf | 2021 | 11 | wind_high_cf_2021_11 | 15.27% | 15.1% | 15.1%
wind_high_cf | 2021 | 12 | wind_high_cf_2021_12 | 16.55% | 16.36% | 16.36%
wind_high_cf | 2022 | 1 | wind_high_cf_2022_1 | 17.82% | 17.62% | 17.62%
wind_high_cf | 2022 | 2 | wind_high_cf_2022_2 | 15.27% | 15.1% | 15.1%
wind_high_cf | 2022 | 3 | wind_high_cf_2022_3 | 35.64% | 35.24% | 35.24%
wind_high_cf | 2022 | 4 | wind_high_cf_2022_4 | 31.82% | 31.47% | 31.47%
wind_high_cf | 2022 | 5 | wind_high_cf_2022_5 | 31.82% | 31.47% | 31.47%
wind_high_cf | 2022 | 6 | wind_high_cf_2022_6 | 42% | 41.53% | 41.53%
wind_high_cf | 2022 | 7 | wind_high_cf_2022_7 | 29.27% | 28.95% | 28.95%
wind_high_cf | 2022 | 8 | wind_high_cf_2022_8 | 26.73% | 26.43% | 26.43%
wind_high_cf | 2022 | 9 | wind_high_cf_2022_9 | 18.88% | 18.88% | 18.88%
wind_high_cf | 2022 | 10 | wind_high_cf_2022_10 | 10.18% | 10.07% | 10.07%
wind_high_cf | 2022 | 11 | wind_high_cf_2022_11 | 15.27% | 15.1% | 15.1%
wind_high_cf | 2022 | 12 | wind_high_cf_2022_12 | 16.55% | 16.36% | 16.36%
wind_high_cf | 2023 | 1 | wind_high_cf_2023_1 | 17.82% | 17.62% | 17.62%
wind_high_cf | 2023 | 2 | wind_high_cf_2023_2 | 15.27% | 15.1% | 15.1%
wind_high_cf | 2023 | 3 | wind_high_cf_2023_3 | 35.64% | 35.24% | 35.24%
wind_high_cf | 2023 | 4 | wind_high_cf_2023_4 | 31.82% | 31.47% | 31.47%
wind_high_cf | 2023 | 5 | wind_high_cf_2023_5 | 31.82% | 31.47% | 31.47%
wind_high_cf | 2023 | 6 | wind_high_cf_2023_6 | 42% | 41.53% | 41.53%
wind_high_cf | 2023 | 7 | wind_high_cf_2023_7 | 29.27% | 28.95% | 28.95%
wind_high_cf | 2023 | 8 | wind_high_cf_2023_8 | 26.73% | 26.43% | 26.43%
wind_high_cf | 2023 | 9 | wind_high_cf_2023_9 | 18.88% | 18.88% | 18.88%
wind_high_cf | 2023 | 10 | wind_high_cf_2023_10 | 10.18% | 10.07% | 10.07%
wind_high_cf | 2023 | 11 | wind_high_cf_2023_11 | 15.27% | 15.1% | 15.1%
wind_high_cf | 2023 | 12 | wind_high_cf_2023_12 | 16.55% | 16.36% | 16.36%
wind_high_cf | 2024 | 1 | wind_high_cf_2024_1 | 20.59% | 20.28% | 20.28%
wind_high_cf | 2024 | 2 | wind_high_cf_2024_2 | 17.65% | 17.39% | 17.39%
wind_high_cf | 2024 | 3 | wind_high_cf_2024_3 | 41.18% | 40.57% | 40.57%
wind_high_cf | 2024 | 4 | wind_high_cf_2024_4 | 36.77% | 36.22% | 36.22%
wind_high_cf | 2024 | 5 | wind_high_cf_2024_5 | 36.77% | 36.22% | 36.22%
wind_high_cf | 2024 | 6 | wind_high_cf_2024_6 | 48.53% | 47.81% | 47.81%
wind_high_cf | 2024 | 7 | wind_high_cf_2024_7 | 33.83% | 33.32% | 33.32%
wind_high_cf | 2024 | 8 | wind_high_cf_2024_8 | 30.88% | 30.43% | 30.43%
wind_high_cf | 2024 | 9 | wind_high_cf_2024_9 | 21.82% | 21.73% | 21.73%
wind_high_cf | 2024 | 10 | wind_high_cf_2024_10 | 11.77% | 11.59% | 11.59%
wind_high_cf | 2024 | 11 | wind_high_cf_2024_11 | 17.65% | 17.39% | 17.39%
wind_high_cf | 2024 | 12 | wind_high_cf_2024_12 | 19.12% | 18.84% | 18.84%
wind_high_cf | 2025 | 1 | wind_high_cf_2025_1 | 23.36% | 22.95% | 22.95%
wind_high_cf | 2025 | 2 | wind_high_cf_2025_2 | 20.02% | 19.67% | 19.67%
wind_high_cf | 2025 | 3 | wind_high_cf_2025_3 | 46.72% | 45.89% | 45.89%
wind_high_cf | 2025 | 4 | wind_high_cf_2025_4 | 41.72% | 40.98% | 40.98%
wind_high_cf | 2025 | 5 | wind_high_cf_2025_5 | 41.72% | 40.98% | 40.98%
wind_high_cf | 2025 | 6 | wind_high_cf_2025_6 | 55.07% | 54.09% | 54.09%
wind_high_cf | 2025 | 7 | wind_high_cf_2025_7 | 38.38% | 37.7% | 37.7%
wind_high_cf | 2025 | 8 | wind_high_cf_2025_8 | 35.04% | 34.42% | 34.42%
wind_high_cf | 2025 | 9 | wind_high_cf_2025_9 | 24.75% | 24.59% | 24.59%
wind_high_cf | 2025 | 10 | wind_high_cf_2025_10 | 13.35% | 13.11% | 13.11%
wind_high_cf | 2025 | 11 | wind_high_cf_2025_11 | 20.02% | 19.67% | 19.67%
wind_high_cf | 2025 | 12 | wind_high_cf_2025_12 | 21.69% | 21.31% | 21.31%

## contract_status
contract_status | description
online | Contract has been signed (or LSE owns the resource) and the resource is online as of 6/30/2020.
development | Contract has been signed and approved by CPUC and/or LSE’s highest decision-making authority as applicable (or LSE owns the resource), but resource is still under development and not yet online (as of 6/30/2020). If the resource is planned to come online in phases, report Commercial Operating Date for each phase in the Notes column.
review | Contract has been selected and is under review by LSE’s highest decision-making authority (e.g. board of directors) as of 6/30/2020. For LSE-owned resources, this means that the decision-making authority is reviewing whether to authorize an LSE-owned resource. This includes contracts shortlisted as a result of an RFO or a similar procurement method. It can also include bilateral contracts not resulting from a Request for Offer (RFO).
planned_existing | Contract (or decision to own resource) is planned for the future, and is not captured by the previous categories as of 6/30/2020. Report both planned bilateral contracts and planned RFOs here. Use this for EXISTING resources which are online as of 6/30/2020.
planned_new | Contract (or decision to own resource) is planned for the future, and is not captured by the previous categories as of 6/30/2020. Report both planned bilateral contracts and planned RFOs here. Use this for FUTURE resources which are NOT online as of 6/30/2020.

## month_map
1 | January
2 | February
3 | March
4 | April
5 | May
6 | June
7 | July
8 | August
9 | September
10 | October
11 | November
12 | December

## caiso_interconnection_queue
Queue Position | Project Name | Interconnection Request Receive Date | Queue Date | Application Status | Study Process | Type-1 | Type-2 | Fuel-1 | Fuel-2 | MW-1 | MW-2 | MW Total | Full Capacity, Partial or Energy Only (FC/P/EO) | County | State | Utility | Station or Transmission Line | Proposed On-line Date (as filed with IR) | Current On-line Date | Feasibility Study or Supplemental Review | System Impact Study or Phase I Cluster Study | Facilities Study (FAS) or Phase II Cluster Study | Optional Study (OS) | Interconnection Agreement Status
32 | TULE WIND | 2004-05-12 | 2004-05-24 | ACTIVE | Serial LGIP | Wind Turbine |  | Wind Turbine |  | 193.8 |  | 193.8 | Partial Deliverability | SAN DIEGO | CA | SDGE | Boulevard East Substation 138kV | 2007-09-01 | 2019-12-31 | Waived | Complete | Complete | None | Executed
72 | LAKE ELSINORE ADVANCED PUMPED STORAGE PROJECT | 2005-04-26 | 2005-06-21 | ACTIVE | Serial LGIP | Storage |  | Pumped-Storage hydro |  | 500 |  | 500 | Full Capacity | RIVERSIDE | CA | SDGE | Proposed Lee Lake Substation 500kV | 2008-12-31 | 2021-12-31 | Waived | Complete | Re-Study | None | Executed
93 | VOYAGER WIND | 2006-02-15 | 2006-03-01 | ACTIVE | Serial LGIP | Wind Turbine |  | Wind Turbine |  | 220 |  | 220 | Full Capacity | KERN | CA | SCE | Windhub Substation 220kV bus | 2008-12-31 | 2019-12-31 | Waived | Complete | Complete | None | Executed
119 | VOYAGER WIND 2 | 2006-08-08 | 2006-08-08 | ACTIVE | Serial LGIP | Wind Turbine |  | Wind Turbine |  | 500 |  | 500 | Full Capacity | KERN | CA | SCE | Windhub Sub 230kV Bus | 2013-12-31 | 2019-12-31 | Required | Complete | Complete | None | Executed
138 | SANDSTORM WIND POWER | 2006-10-23 | 2006-10-23 | ACTIVE | Serial LGIP | Wind Turbine |  | Wind Turbine |  | 150 |  | 150 | Full Capacity | RIVERSIDE | CA | SCE | Devers-Vista #1 230kV | 2008-12-31 | 2021-12-31 | Waived | Complete | Complete | None | Executed
159A | ENERGIA SIERRA JUAREZ WIND | 2006-12-06 | 2006-12-22 | ACTIVE | Serial LGIP | Wind Turbine |  | Wind Turbine |  | 256 |  | 256 | Full Capacity | BAJA CALIFORNIA | MX | SDGE | East County (ECO) Substation 230kV | 2009-06-01 | 2021-01-19 | Required | Complete | Complete | None | Executed
272 | AMERICAN KINGS SOLAR | 2007-11-01 | 2007-11-01 | ACTIVE | TC | Photovoltaic |  | Solar |  | 123 |  | 123 | Full Capacity | KINGS | CA | PGAE | Henrietta Substation 70kV bus | 2012-06-01 | 2020-12-01 | NA | Complete | Complete | NA | Executed
294 | DRACKER SOLAR | 2008-01-15 | 2008-01-16 | ACTIVE | TC | Photovoltaic |  | Solar |  | 485 |  | 485 | Full Capacity | RIVERSIDE | CA | SCE | Colorado River Substation 500kV | 2012-06-01 | 2020-12-01 | NA | Complete | Complete | NA | Executed
365 | ALMASOL | 2008-05-06 | 2008-05-12 | ACTIVE | TC | Photovoltaic | Storage | Solar | Battery | 500 | 250 | 500 | Full Capacity | RIVERSIDE | CA | SCE | Red Bluff Substation 230kV | 2013-12-28 | 2021-11-30 | NA | Complete | Complete | NA | Executed
421 | SLOTH | 2008-05-30 | 2008-05-30 | ACTIVE | TC | Steam Turbine |  | Solar |  | 49.5 |  | 49.5 | Full Capacity | RIVERSIDE | CA | SCE | Red Bluff Substation 220kV | 2012-02-01 | 2021-12-31 | NA | Complete | Complete | NA | Executed
506 | ROSAMOND WEST SOLAR | 2009-07-30 | 2009-07-31 | ACTIVE | C01 | Photovoltaic |  | Solar |  | 300 |  | 300 | Full Capacity | KERN | CA | SCE | Whirlwind Substation 230kV | 2015-07-31 | 2022-07-01 | NA | Complete | Complete | NA | Executed
552 | ORD MOUNTAIN | 2009-10-02 | 2010-02-01 | ACTIVE | C02 | Photovoltaic | Storage | Solar | Battery | 60 | 60 | 60 | Energy Only | SAN BERNARDINO | CA | SCE | Calcite Substation 220kV | 2012-03-01 | 2022-09-06 | NA | Complete | Complete | NA | Executed
576 | BLYTHE MESA SOLAR | 2010-01-29 | 2010-02-01 | ACTIVE | C02 | Photovoltaic |  | Solar |  | 224 |  | 224 | Full Capacity | RIVERSIDE | CA | SCE | Colorado River Sub 230kV Bus | 2013-12-31 | 2021-08-21 | NA | Complete | Complete | NA | Executed
602 | CATALINA SOLAR | 2010-01-30 | 2010-02-01 | ACTIVE | C02 | Photovoltaic |  | Solar |  | 150 |  | 150 | Full Capacity | KERN | CA | SCE | Whirlwind Substation 230kV | 2013-07-01 | 2021-12-01 | NA | Complete | Complete | NA | Executed
643AE | DESERT HARVEST | 2010-07-30 | 2010-07-31 | ACTIVE | C03 | Photovoltaic | Storage | Solar | Battery | 150 | 35 | 150 | Full Capacity | RIVERSIDE | CA | SCE | Red Bluff Sub 230kV Bus | 2014-01-01 | 2020-12-01 | NA | Complete | Complete | NA | Executed
653F | APPARENT FIRST HYBRID | 2010-10-07 | 2010-10-13 | ACTIVE | SGIP-TC | Photovoltaic | Storage | Solar | Battery | 12 | 12.1 | 12 | Full Capacity | YOLO | CA | PGAE | Woodland-Davis 115 kV | 2012-05-01 | 2020-06-22 | NA | Complete | Complete | NA | Executed
720 | LASSEN LODGE HYDROELECTRIC | 2011-03-31 | 2011-03-31 | ACTIVE | C04 | Hydro |  | Water |  | 4.5 |  | 4.5 | Energy Only | TEHAMA | CA | PGAE | Vota - South 60 KV | 2012-12-15 | 2020-10-15 | NA | Complete | Complete | NA | Executed
723 | LOTUS SOLAR FARM | 2011-03-31 | 2011-03-31 | ACTIVE | C04 | Photovoltaic |  | Solar |  | 50 |  | 50 | Full Capacity | MADERA | CA | PGAE | Borden Sub 230 KV Bus | 2014-07-01 | 2020-04-15 | NA | Complete | Complete | NA | Executed
744 | REDWOOD SOLAR FARM | 2011-03-31 | 2011-03-31 | ACTIVE | C04 | Photovoltaic |  | Solar |  | 90 |  | 90 | Full Capacity | KERN | CA | PGAE | Lamont Sub 115 KV Bus | 2014-07-01 | 2020-12-01 | NA | Complete | Complete | NA | Executed
779 | WRIGHT SOLAR | 2011-03-31 | 2011-03-31 | ACTIVE | C04 | Photovoltaic |  | Solar |  | 200 |  | 200 | Full Capacity | MERCED | CA | PGAE | Los Banos-Panoche #1 230kV | 2014-01-06 | 2019-12-15 | NA | Complete | Complete | NA | Executed
789 | RUGGED SOLAR FARM | 2011-03-30 | 2011-03-31 | ACTIVE | C04 | Photovoltaic |  | Solar |  | 71.88 |  | 71.88 | Energy Only | SAN DIEGO | CA | SDGE | Boulevard East Substation 69 kV | 2015-07-31 | 2020-07-30 | NA | Complete | Complete | NA | Executed
838 | BLUE HORNET SOLAR | 2011-03-31 | 2011-03-31 | ACTIVE | C04 | Photovoltaic |  | Solar |  | 100 |  | 100 | Full Capacity | IMPERIAL | CA | SDGE | Imperial Valley Substation 230kV | 2015-12-31 | 2021-12-01 | NA | Complete | Complete | NA | Executed
897 | SORREL I SOLAR FARM | 2012-04-02 | 2012-04-02 | ACTIVE | C05 | Photovoltaic |  | Solar |  | 200 |  | 200 | Full Capacity | SAN BERNARDINO | CA | SCE | Calcite Substation 220kV bus | 2016-12-01 | 2022-08-01 | NA | Complete | Complete | NA | Executed
946 | NORTHERN ORCHARD SOLAR | 2013-04-23 | 2013-04-30 | ACTIVE | C06 | Photovoltaic |  | Solar |  | 100 |  | 100 | Full Capacity | KERN | CA | PGAE | Midway- Wheeler Ridge #2 - 230 kV Line | 2015-12-01 | 2021-12-31 | NA | Complete | Complete | NA | Executed
954 | FIFTH STANDARD SOLAR | 2013-04-29 | 2013-04-30 | ACTIVE | C06 | Photovoltaic |  | Solar |  | 150 |  | 150 | Full Capacity | FRESNO | CA | PGAE | Gates Substation 230 kV | 2016-07-01 | 2021-12-31 | NA | Complete | Complete | NA | Executed
955 | ALGONQUIN POWER SANGER 2 | 2013-04-30 | 2013-04-30 | ACTIVE | C06 | Combined Cycle |  | Natural Gas |  | 60 |  | 60 | Full Capacity | FRESNO | CA | PGAE | Sanger Co-gen 115/13.8kV Sub | 2014-05-01 | 2020-11-01 | NA | Complete | Complete | NA | Executed
965 | JAVA SOLAR | 2013-04-30 | 2013-04-30 | ACTIVE | C06 | Photovoltaic |  | Solar |  | 13.5 |  | 13.5 | Full Capacity | KINGS | CA | PGAE | Henrietta-GWF 115 kV Line | 2016-10-01 | 2020-04-30 | NA | Complete | Complete | NA | Executed
968 | PALOMAR ENERGY CENTER 2 | 2013-04-30 | 2013-04-30 | ACTIVE | C06 | Combined Cycle |  | Natural Gas |  | 35 |  | 35 | Full Capacity | SAN DIEGO | CA | SDGE | Palomar Energy Substation 230kV | 2015-03-01 | 2020-04-15 | NA | Complete | Complete | NA | Executed
1002 | LASSEN LODGE HYDROELECTRIC 2 | 2013-05-01 | 2013-04-30 | ACTIVE | C06 | Hydro |  | Water |  | 0.5 |  | 0.5 | Energy Only | TEHAMA | CA | PGAE | Volta-South 60 kV Line | 2015-11-15 | 2020-10-15 | NA | Complete | Complete | NA | Executed
1010 | DYER SUMMIT WIND REPOWER | 2014-04-28 | 2014-04-30 | ACTIVE | C07 | Wind Turbine |  | Wind Turbine |  | 46.1 |  | 44.8 | Full Capacity | SAN JOAQUIN | CA | PGAE | Vasco-Herdlyn 60kV line | 2015-12-01 | 2019-11-01 | NA | Complete | Complete | NA | Executed
1011 | COLINAS DE ORO | 2014-04-28 | 2014-04-30 | ACTIVE | C07 | Storage |  | Battery |  | 30 |  | 30 | Full Capacity | ALAMEDA | CA | PGAE | Tesla Substation 115kV | 2016-12-01 | 2021-03-01 | NA | Complete | Complete | NA | Executed
1027 | BLACKBRIAR | 2014-05-01 | 2014-04-30 | ACTIVE | C07 | Storage |  | Battery |  | 20 |  | 20 | Full Capacity | FRESNO | CA | PGAE | Gates Substation 230kV | 2016-06-01 | 2021-12-31 | NA | Complete | Complete | NA | Executed
1028 | LITTLE BEAR SOLAR 1 | 2014-04-30 | 2014-04-30 | ACTIVE | C07 | Photovoltaic |  | Solar |  | 20 |  | 20 | Full Capacity | FRESNO | CA | PGAE | Mendota Substation 115 kV | 2016-12-01 | 2020-09-01 | NA | Complete | Complete | NA | Executed
1029 | LITTLE BEAR SOLAR 2 | 2014-04-30 | 2014-04-30 | ACTIVE | C07 | Photovoltaic |  | Solar |  | 20 |  | 20 | Full Capacity | FRESNO | CA | PGAE | Mendota Substation 115 kV | 2018-09-01 | 2020-09-01 | NA | Complete | Complete | NA | Executed
1030 | SOUTH LAKE SOLAR | 2014-04-30 | 2014-04-30 | ACTIVE | C07 | Photovoltaic | Storage | Solar | Battery | 15 | 5 | 20 | Energy Only | FRESNO | CA | PGAE | Schindler-Huron-Gates Tap 70kV | 2016-12-15 | 2021-04-15 | NA | Complete | Complete | NA | Executed
1036 | MUSTANG 2 | 2014-04-30 | 2014-04-30 | ACTIVE | C07 | Photovoltaic | Storage | Solar | Battery | 153.4 | 150 | 153.4 | Full Capacity | KINGS | CA | PGAE | Mustang Switchyard 230 kV | 2016-09-30 | 2020-10-01 | NA | Complete | Complete | NA | Executed
1045 | CHULA VISTA ENERGY CENTER 2 | 2014-04-30 | 2014-04-30 | ACTIVE | C07 | Storage |  | Battery |  | 50 |  | 50 | Energy Only | SAN DIEGO | CA | SDGE | Otay Substation 69 kV | 2019-11-01 | 2021-03-15 | NA | Complete | Complete | NA | In Progress
1047 | NORTH JOHNSON ENERGY CENTER | 2014-04-30 | 2014-04-30 | ACTIVE | C07 | Storage |  | Battery |  | 50 |  | 50 | Energy Only | SAN DIEGO | CA | SDGE | El Cajon Substation 69kV | 2019-11-01 | 2021-03-15 | NA | Complete | Complete | NA | In Progress
1048 | ESCONDIDO ENERGY CENTER 2 | 2014-04-30 | 2014-04-30 | ACTIVE | C07 | Storage |  | Battery |  | 50 |  | 50 | Energy Only | SAN DIEGO | CA | SDGE | Escondido Substation 69 kV | 2019-11-01 | 2021-03-15 | NA | Complete | Complete | NA | In Progress
1062 | WHITE WING RANCH SOLAR | 2014-04-30 | 2014-04-30 | ACTIVE | C07 | Photovoltaic |  | Solar |  | 200 |  | 200 | Energy Only | YUMA | AZ | SDGE | Hoodoo Wash Switchyard 500 kV | 2018-12-31 | 2018-12-31 | NA | Complete | Complete | NA | In Progress
1064 | ARES NEVADA | 2014-04-30 | 2014-04-30 | ACTIVE | C07 | Storage |  | Gravity via Rail |  | 44 |  | 44 | Full Capacity | NYE | NV | GWT | Gamebird Switchyard 230kV | 2017-01-01 | 2020-06-19 | NA | Complete | Complete | NA | Executed
1074 | GASKELL WEST | 2014-04-30 | 2014-04-30 | ACTIVE | C07 | Photovoltaic |  | Solar |  | 128.1 |  | 128.07 | Full Capacity | KERN | CA | SCE | Whirlwind Substation 220 kV | 2016-06-30 | 2020-10-01 | NA | Complete | Complete | NA | Executed
1076 | WILLOW SPRINGS SOLAR 3 | 2014-04-30 | 2014-04-30 | ACTIVE | C07 | Photovoltaic |  | Solar |  | 50 |  | 50 | Full Capacity | KERN | CA | SCE | Whirlwind Substation 230 kV | 2017-06-30 | 2021-04-15 | NA | Complete | Complete | NA | Executed
1096 | ALTAMONT MIDWAY LTD | 2015-02-24 | 2015-04-13 | ACTIVE | FT | Wind Turbine |  | Wind Turbine |  | 5 |  | 5 | Energy Only | ALAMEDA | CA | PGAE | Altamont Midway Substation 230 kV | 2015-08-31 | 2019-12-31 | None | NA | NA | NA | Executed
1097 | BEAR CANYON ENERGY STORAGE | 2015-04-29 | 2015-04-30 | ACTIVE | C08 | Storage |  | Battery |  | 13.25 |  | 13 | Full Capacity | LAKE | CA | PGAE | Geysers #12-Fulton 230kV line | 2018-01-01 | 2021-09-01 | NA | Complete | Complete | NA | Executed
1103 | CENTRAL 40 | 2015-04-30 | 2015-04-30 | ACTIVE | C08 | Photovoltaic |  | Solar |  | 40 |  | 40 | Full Capacity | STANISLAUS | CA | PGAE | Miller #1 115 kV line | 2017-08-01 | 2020-11-30 | NA | Complete | Complete | NA | Executed
1106 | FOUNTAIN WIND | 2015-04-30 | 2015-04-30 | ACTIVE | C08 | Wind Turbine |  | Wind Turbine |  | 206 |  | 200 | Full Capacity | SHASTA | CA | PGAE | Pit1-Cottonwood 230kV line | 2020-10-15 | 2024-03-15 | NA | Complete | Complete | NA | Executed
1109 | NORTH CENTRAL VALLEY | 2015-04-30 | 2015-04-30 | ACTIVE | C08 | Storage |  | Battery |  | 150 |  | 132 | Full Capacity | SAN JOAQUIN | CA | PGAE | Belotta Substation 115 kV | 2021-06-01 | 2022-04-01 | NA | Complete | Complete | NA | Executed
1111 | BLACK DIAMOND ENERGY STORAGE | 2015-04-30 | 2015-04-30 | ACTIVE | C08 | Storage |  | Battery |  | 200 |  | 200 | Full Capacity | CONTRA COSTA | CA | PGAE | Pittsburgh Substation 230kV | 2018-06-01 | 2021-05-01 | NA | Complete | Complete | NA | Executed
1116 | ULTRAPOWER CHINESE STATION BESS | 2015-04-30 | 2015-04-30 | ACTIVE | C08 | Storage |  | Battery |  | 10 |  | 10 | Full Capacity | TUOLUMNE | CA | PGAE | Melones-Curtis 115kV line | 2017-03-31 | 2020-08-31 | NA | Complete | Complete | NA | Executed
1117 | AQUAMARINE WESTSIDE | 2015-04-30 | 2015-04-30 | ACTIVE | C08 | Photovoltaic |  | Solar |  | 254 |  | 250 | Full Capacity | KINGS | CA | PGAE | Gates Substation 230 kV | 2019-06-18 | 2020-11-06 | NA | Complete | Complete | NA | Executed
1120 | CHESTNUT WESTSIDE | 2015-04-30 | 2015-04-30 | ACTIVE | C08 | Photovoltaic |  | Solar |  | 152 |  | 150 | Full Capacity | KINGS | CA | PGAE | Gates Substation 230kV | 2021-04-19 | 2022-04-29 | NA | Complete | Complete | NA | Executed
1127 | LITTLE BEAR 3 | 2015-04-28 | 2015-04-30 | ACTIVE | C08 | Photovoltaic |  | Solar |  | 20.44 |  | 20 | Full Capacity | FRESNO | CA | PGAE | Mendota Substation 115kV | 2020-08-01 | 2020-08-01 | NA | Complete | Complete | NA | Executed
1128 | LITTLE BEAR 4 | 2015-04-28 | 2015-04-30 | ACTIVE | C08 | Photovoltaic |  | Solar |  | 103.1 |  | 100 | Full Capacity | FRESNO | CA | PGAE | Mendota Substation 115kV | 2020-12-01 | 2020-08-01 | NA | Complete | Complete | NA | Executed
1129 | LUNA VALLEY SOLAR | 2015-04-30 | 2015-04-30 | ACTIVE | C08 | Photovoltaic |  | Solar |  | 204 |  | 200 | Full Capacity | FRESNO | CA | PGAE | Tranquility Substation 230kV | 2018-12-31 | 2022-04-29 | NA | Complete | Complete | NA | Executed
1135 | SCARLET | 2015-04-29 | 2015-04-30 | ACTIVE | C08 | Photovoltaic | Storage | Solar | Battery | 417.9 | 420 | 400 | Full Capacity | FRESNO | CA | PGAE | Tranquillity Switching Station 230kV | 2018-12-31 | 2022-12-31 | NA | Complete | Complete | NA | Executed
1136 | WESTLANDS ALMOND | 2015-04-30 | 2015-04-30 | ACTIVE | C08 | Photovoltaic |  | Solar |  | 20 |  | 20 | Energy Only | KINGS | CA | PGAE | Kent SW STA 70 kV | 2016-11-14 | 2022-02-15 | NA | Complete | Complete | NA | Executed
1139 | WESTLANDS SOLAR BLUE | 2015-04-30 | 2015-04-30 | ACTIVE | C08 | Photovoltaic |  | Solar |  | 252 |  | 250 | Full Capacity | KINGS | CA | PGAE | Gates Substation 230kV | 2020-04-20 | 2022-03-30 | NA | Complete | Complete | NA | Executed
1141 | ALAMO SPRINGS SOLAR 1 | 2015-04-30 | 2015-04-30 | ACTIVE | C08 | Photovoltaic |  | Solar |  | 80 |  | 80 | Full Capacity | KERN | CA | PGAE | Arco Substation 70kV | 2018-12-31 | 2022-04-28 | NA | Complete | Complete | NA | Executed
1143 | LAKE ALPAUGH BATTERY STORAGE | 2015-04-29 | 2015-04-30 | ACTIVE | C08 | Storage |  | Battery |  | 10 |  | 10 | Full Capacity | TULARE | CA | PGAE | Corcoran-Olive Switching Station 115 kV | 2017-12-31 | 2021-12-31 | NA | Complete | Complete | NA | Executed
1157 | ALAMO SPRINGS SOLAR 2 | 2015-04-22 | 2015-04-30 | ACTIVE | C08 | Photovoltaic |  | Solar |  | 50 |  | 50 | Full Capacity | KERN | CA | PGAE | Arco Substation 70kV | 2018-12-31 | 2022-04-28 | NA | Complete | Complete | NA | Executed
1158 | SLATE | 2015-04-29 | 2015-04-30 | ACTIVE | C08 | Photovoltaic | Storage | Solar | Battery | 308.5 | 308.7 | 300 | Full Capacity | KINGS | CA | PGAE | Mustang Switching Station 230kV | 2018-12-31 | 2020-12-31 | NA | Complete | Complete | NA | Executed
1166 | BIG ROCK SOLAR FARM | 2015-04-30 | 2015-04-30 | ACTIVE | C08 | Photovoltaic |  | Solar |  | 200 |  | 200 | Full Capacity | IMPERIAL | CA | SDGE | Imperial Valley Substation 230 kV | 2020-06-01 | 2022-03-31 | NA | Complete | Complete | NA | Executed
1169 | FALLBROOK ENERGY STORAGE | 2015-04-30 | 2015-04-30 | ACTIVE | C08 | Storage |  | Battery |  | 70 |  | 69.6 | Full Capacity | SAN DIEGO | CA | SDGE | Avocado Substation 69kV | 2020-02-01 | 2021-03-24 | NA | Complete | Complete | NA | Executed
1170 | GATEWAY ENERGY STORAGE | 2015-04-30 | 2015-04-30 | ACTIVE | C08 | Storage |  | Battery |  | 250 |  | 250 | Full Capacity | SAN DIEGO | CA | SDGE | Otay Mesa Switchyard 230 kV | 2018-09-01 | 2020-01-01 | NA | Complete | Complete | NA | Executed
1171 | MCFARLAND SOLAR | 2015-04-30 | 2015-04-30 | ACTIVE | C08 | Photovoltaic |  | Solar |  | 500 |  | 500 | Full Capacity | YUMA | AZ | SDGE | Hoodoo Wash Switchyard 500 kV | 2018-12-31 | 2021-06-01 | NA | Complete | Complete | NA | In Progress
1175 | LA CONTE ENERGY STORAGE | 2015-04-29 | 2015-04-30 | ACTIVE | C08 | Storage |  | Battery |  | 125 |  | 125 | Energy Only | IMPERIAL | CA | SDGE | Imperial Valley Substation 230 kV | 2018-09-01 | 2021-01-15 | NA | Complete | Complete | NA | In Progress
1189 | SUN STREAMS SOLAR 2 | 2015-04-28 | 2015-04-30 | ACTIVE | C08 | Photovoltaic |  | Solar |  | 150 |  | 150 | Full Capacity | MARICOPA | AZ | SDGE | Hassayampa Switchyard 500 kV common bus | 2020-01-31 | 2020-01-31 | NA | Complete | Complete | NA | In Progress
1191 | VALLEY CENTER RENEWABLE | 2015-04-30 | 2015-04-30 | ACTIVE | C08 | Photovoltaic |  | Solar |  | 120 |  | 120 | Full Capacity | SAN DIEGO | CA | SDGE | Valley Center Substation 69kV | 2018-10-01 | 2021-12-15 | NA | Complete | Complete | NA | In Progress
1192 | CRIMSON | 2015-04-29 | 2015-04-30 | ACTIVE | C08 | Photovoltaic | Storage | Solar | Battery | 359.6 | 365 | 350 | Full Capacity | RIVERSIDE | CA | SCE | Colorado River Substation 230kV | 2020-12-31 | 2021-09-30 | NA | Complete | Complete | NA | Executed
1196 | ARLINGTON | 2015-04-30 | 2015-04-30 | ACTIVE | C08 | Photovoltaic |  | Solar |  | 409.9 |  | 409.9 | Full Capacity | RIVERSIDE | CA | SCE | Colorado River Substation 230kV | 2021-07-01 | 2023-07-01 | NA | Complete | Complete | NA | Executed
1198 | QUARTZITE SOLAR 8 | 2015-04-28 | 2015-04-30 | ACTIVE | C08 | Photovoltaic |  | Solar |  | 150 |  | 150 | Full Capacity | RIVERSIDE | CA | SCE | Colorado River Substation 220kV | 2020-12-01 | 2022-04-28 | NA | Complete | Complete | NA | Executed
1200 | VICTORY PASS SOLAR | 2015-04-30 | 2015-04-30 | ACTIVE | C08 | Photovoltaic |  | Solar |  | 200 |  | 200 | Full Capacity | RIVERSIDE | CA | SCE | Red Bluff Substation 230kV | 2018-12-31 | 2022-04-30 | NA | Complete | Complete | NA | Executed
1204 | PEAK VALLEY SOLAR FARM | 2015-04-30 | 2015-04-30 | ACTIVE | C08 | Photovoltaic | Storage | Solar | Battery | 200 | 200 | 200 | Partial Deliverability | SAN BERNARDINO | CA | SCE | Kramer Substation 230kV | 2020-06-01 | 2022-04-15 | NA | Complete | Complete | NA | Executed
1207 | SIENNA SOLAR FARM | 2015-04-30 | 2015-04-30 | ACTIVE | C08 | Photovoltaic |  | Solar |  | 200 |  | 200 | Full Capacity | SAN BERNARDINO | CA | SCE | Calcite Substation 230kV | 2020-06-01 | 2023-03-31 | NA | Complete | Complete | NA | Executed
1208 | ANTELOPE SOLAR 2 | 2015-04-30 | 2015-04-30 | ACTIVE | C08 | Storage | Photovoltaic | Battery | Solar | 200 | 450 | 650 | Full Capacity | LOS ANGELES | CA | SCE | Antelope Substation 220kV | 2018-12-31 | 2021-03-31 | NA | Complete | Complete | NA | Executed
1211 | ROSAMOND SOUTH EAST | 2015-04-30 | 2015-04-30 | ACTIVE | C08 | Photovoltaic |  | Solar |  | 101.7 |  | 101.7 | Full Capacity | KERN | CA | SCE | Whirlwind Substation 230kV | 2018-06-30 | 2022-04-30 | NA | Complete | Complete | NA | Executed
1212 | GOLDEN FIELDS SOLAR | 2015-04-30 | 2015-04-30 | ACTIVE | C08 | Photovoltaic |  | Solar |  | 101.7 |  | 101.7 | Full Capacity | KERN | CA | SCE | Whirlwind Substation 230kV | 2018-06-30 | 2022-04-30 | NA | Complete | Complete | NA | Executed
1215 | RABBITBRUSH SOLAR | 2015-04-28 | 2015-04-30 | ACTIVE | C08 | Photovoltaic |  | Solar |  | 153.7 |  | 153.73 | Full Capacity | KERN | CA | SCE | Whirlwind Substation 230kV | 2019-12-31 | 2021-12-31 | NA | Complete | Complete | NA | Executed
1217 | WILLOW SPRINGS SOLAR 4 | 2015-04-28 | 2015-04-30 | ACTIVE | C08 | Photovoltaic |  | Solar |  | 102 |  | 75 | Full Capacity | KERN | CA | SCE | Whirlwind Substation 230kV | 2019-12-31 | 2021-06-30 | NA | Complete | Complete | NA | Executed
1218 | NEVADA MOHAVE SOLAR | 2015-04-28 | 2015-04-30 | ACTIVE | C08 | Photovoltaic |  | Solar |  | 400 |  | 400 | Energy Only | CLARK | NV | SCE | Jointly-owned Mohave Switchyard 500kV | 2019-12-01 | 2024-06-15 | NA | Complete | Complete | NA | In Progress
1222 | AGUA CALIENTE SOLAR 2 | 2016-03-01 | 2016-03-08 | ACTIVE | ISP | Photovoltaic |  | Solar |  | 20 |  | 20 | Energy Only | MARICOPA | AZ | SDGE | Hoodoo Wash Switchyard 500kV | 2016-12-01 | 2016-12-01 | NA |  |  | NA
1223 | AMERICAN KINGS 9 | 2016-04-22 | 2016-05-02 | ACTIVE | C09 | Photovoltaic |  | Solar |  | 310.7 |  | 300 | Energy Only | KINGS | CA | PGAE | Mustang Switching Station 230kV | 2020-12-31 | 2023-07-18 | NA | Complete | Complete | NA | In Progress
1225 | CINCO | 2016-04-27 | 2016-05-02 | ACTIVE | C09 | Storage | Photovoltaic | Battery | Solar | 10.45 | 53.2 | 60 | Energy Only | FRESNO | CA | PGAE | Five Points Substation 70 kV | 2019-06-01 | 2021-12-31 | NA | Complete | Complete | NA
1235 | HUDSON SOLAR 1 | 2016-04-21 | 2016-05-02 | ACTIVE | C09 | Photovoltaic | Storage | Solar | Battery | 86.64 | 99 | 85 | Energy Only | FRESNO | CA | PGAE | Panoche Substation 115 kV | 2019-12-31 | 2022-12-31 | NA | Complete | Complete | NA | Executed
1239 | MEDEIROS SOLAR | 2016-05-03 | 2016-05-02 | ACTIVE | C09 | Photovoltaic |  | Solar |  | 28.35 |  | 26.5 | Energy Only | MERCED | CA | PGAE | Los Banos - O'Neil PGP 70 kV Line | 2019-08-01 | 2019-08-01 | NA | Complete | Complete | NA | In Progress
1242 | PLUOT | 2016-05-03 | 2016-05-02 | ACTIVE | C09 | Photovoltaic |  | Solar |  | 254 |  | 246.4 | Energy Only | KINGS | CA | PGAE | Gates 230 kV. | 2023-04-05 | 2023-04-05 | NA | Complete | Complete | NA | In Progress
1243 | POMEGRANATE | 2016-05-03 | 2016-05-02 | ACTIVE | C09 | Photovoltaic |  | Solar |  | 254 |  | 249.7 | Energy Only | KINGS | CA | PGAE | Gates Substation 230kV | 2022-04-06 | 2023-04-05 | NA | Complete | Complete | NA | In Progress
1244 | PROXIMA SOLAR | 2016-04-30 | 2016-05-02 | ACTIVE | C09 | Photovoltaic | Storage | Solar | Battery | 220 | 104.5 | 300 | Full Capacity | STANISLAUS | CA | PGAE | Quinto-Westley 230 kV line | 2020-03-10 | 2023-01-14 | NA | Complete | Complete | NA | Executed
1259 | NORTHERN ORCHARD SOLAR 2 | 2016-04-27 | 2016-05-02 | ACTIVE | C09 | Photovoltaic |  | Solar |  | 133.6 |  | 130 | Energy Only | KERN | CA | PGAE | Midway - Wheeler Ridge 230kV #2 line | 2020-12-16 | 2021-12-31 | NA | Complete | Complete | NA | In Progress
1260 | NORTHERN ORCHARD SOLAR 3 | 2016-04-27 | 2016-05-02 | ACTIVE | C09 | Photovoltaic |  | Solar |  | 102 |  | 100 | Energy Only | KERN | CA | PGAE | Midway - Wheeler Ridge 230kV #2 line | 2020-10-14 | 2021-12-31 | NA | Complete | Complete | NA | In Progress
1269 | CAPETOWN HYBRID | 2016-04-29 | 2016-05-02 | ACTIVE | C09 | Wind Turbine |  | Wind Turbine |  | 135.3 |  | 125 | Energy Only | HUMBOLDT | CA | PGAE | Bridgeville 115 kV | 2019-12-31 | 2022-09-15 | NA | Complete | Complete | NA | Executed
1270 | CORBY | 2016-04-27 | 2016-05-02 | ACTIVE | C09 | Storage |  | Battery |  | 313.5 |  | 300 | Full Capacity | SOLANO | CA | PGAE | Vaca-Dixon Substation 230kV | 2020-12-01 | 2022-06-01 | NA | Complete | Complete | NA | In Progress
1272 | CASCADE ENERGY STORAGE | 2016-05-02 | 2016-05-02 | ACTIVE | C09 | Storage |  | Battery |  | 25.2 |  | 25 | Full Capacity | SAN JOAQUIN | CA | PGAE | Weber Substation 60kV | 2018-05-31 | 2021-12-31 | NA | Complete | Complete | NA | Executed
1275 | KOLA | 2016-04-26 | 2016-05-02 | ACTIVE | C09 | Storage |  | Battery |  | 418 |  | 418 | Full Capacity | ALAMEDA | CA | PGAE | Tesla Substation 230kV | 2020-12-01 | 2023-04-10 | NA | Complete | Complete | NA | Executed
1277 | MULQUEENEY RANCH WIND | 2016-05-02 | 2016-05-02 | ACTIVE | C09 | Wind Turbine |  | Wind Turbine |  | 114 |  | 20 | Full Capacity | ALAMEDA | CA | PGAE | Tesla 230 kV Bus "C" | 2020-03-01 | 2021-12-15 | NA | Complete | Complete | NA | Executed
1284 | WALKER RIDGE | 2016-05-23 | 2016-05-02 | ACTIVE | C09 | Wind Turbine |  | Wind Turbine |  | 144.9 |  | 140.9 | Partial Deliverability | LAKE | CA | PGAE | Cortina-Mendocino and Cortina-Eagle Rock 115kV Lines | 2019-02-01 | 2021-10-16 | NA | Complete | Complete | NA | Executed
1291 | MESQUITE SOLAR 5 | 2016-04-28 | 2016-05-02 | ACTIVE | C09 | Storage | Photovoltaic | Battery | Solar | 20 | 300 | 300 | Full Capacity | MARICOPA | AZ | SDGE | Hassayampa Switchyard 500kV common bus | 2023-04-28 | 2023-04-28 | NA | Complete | Complete | NA | Executed
1293 | SIGNAL PEAK | 2016-04-28 | 2016-05-02 | ACTIVE | C09 | Photovoltaic |  | Solar |  | 400 |  | 400 | Energy Only | YUMA | AZ | SDGE | Hoodoo Wash Switchyard 500 kV | 2021-12-01 | 2021-12-01 | NA | Complete | Complete | NA | In Progress
1295 | MARVEL | 2016-04-26 | 2016-05-02 | ACTIVE | C09 | Storage |  | Battery |  | 405.9 |  | 400 | Full Capacity | RIVERSIDE | CA | SCE | Devers Substation 230kV | 2022-04-01 | 2023-01-01 | NA | Complete | Complete | NA | Executed
1302 | SOL CATCHER BESS | 2016-05-03 | 2016-05-02 | ACTIVE | C09 | Storage |  | Battery |  | 220 |  | 213.5 | Energy Only | RIVERSIDE | CA | SCE | Red Bluff 220 kV | 2019-05-31 | 2021-06-30 | NA | Complete | Complete | NA | In Progress
1305 | CALCITE SOLAR 1 | 2016-04-22 | 2016-05-02 | ACTIVE | C09 | Photovoltaic | Storage | Solar | Battery | 102.9 | 20.7 | 100 | Energy Only | SAN BERNARDINO | CA | SCE | Calcite 230 kV Line | 2020-08-01 | 2021-12-31 | NA | Complete | Complete | NA | In Progress
1312 | DAGGETT SOLAR 1 | 2016-04-28 | 2016-05-02 | ACTIVE | C09 | Photovoltaic | Storage | Solar | Battery | 156 | 72 | 144 | Full Capacity | SAN BERNARDINO | CA | SCE | Coolwater Substation 115kV | 2020-06-30 | 2021-12-15 | NA | Complete | Complete | NA | Executed
1313 | DAGGETT SOLAR 2 | 2016-04-28 | 2016-05-02 | ACTIVE | C09 | Photovoltaic | Storage | Solar | Battery | 197.6 | 96 | 182 | Full Capacity | SAN BERNARDINO | CA | SCE | Kramer Substation 230kV | 2020-06-30 | 2023-04-15 | NA | Complete | Complete | NA | Executed
1314 | DAGGETT SOLAR 3 | 2016-04-28 | 2016-05-02 | ACTIVE | C09 | Photovoltaic | Storage | Solar | Battery | 324.5 | 150 | 300 | Full Capacity | SAN BERNARDINO | CA | SCE | Kramer Substation 230kV | 2020-06-30 | 2023-04-15 | NA | Complete | Complete | NA | Executed
1319 | WILLY 9 | 2016-04-25 | 2016-05-02 | ACTIVE | C09 | Photovoltaic |  | Solar |  | 259.8 |  | 250 | Full Capacity | KERN | CA | SCE | Whirlwind Substation 230kV | 2020-12-31 | 2021-07-31 | NA | Complete | Complete | NA | Executed
1322 | SOLAR STAR 3 | 2016-04-25 | 2016-05-02 | ACTIVE | C09 | Storage | Photovoltaic | Battery | Solar | 24.95 | 25 | 24 | Full Capacity | KERN | CA | SCE | Whirlwind Substation 230kV | 2021-12-31 | 2021-12-30 | NA | Complete | Complete | NA | Executed
1323 | SOLAR STAR 4 | 2016-04-25 | 2016-05-02 | ACTIVE | C09 | Storage | Photovoltaic | Battery | Solar | 24.95 | 25.05 | 24 | Full Capacity | KERN | CA | SCE | Whirlwind Substation 230kV | 2021-12-31 | 2021-12-30 | NA | Complete | Complete | NA | Executed
1324 | SAGEBRUSH SOLAR 3 | 2016-04-27 | 2016-05-02 | ACTIVE | C09 | Photovoltaic |  | Solar |  | 311.4 |  | 300 | Full Capacity | KERN | CA | SCE | Windhub Substation 230kV | 2019-12-31 | 2022-06-01 | NA | Complete | Complete | NA | In Progress
1325 | SAGEBRUSH SOLAR 2 | 2016-04-27 | 2016-05-02 | ACTIVE | C09 | Photovoltaic |  | Solar |  | 208 |  | 200 | Energy Only | KERN | CA | SCE | Vincent Substation 230kV | 2019-12-31 | 2022-06-01 | NA | Complete | Complete | NA | In Progress
1327 | CYCLONE SOLAR | 2016-04-29 | 2016-05-02 | ACTIVE | C09 | Photovoltaic |  | Solar |  | 57.95 |  | 56.87 | Full Capacity | KERN | CA | SCE | Whirlwind Substation 230kV | 2019-07-01 | 2021-03-31 | NA | Complete | Complete | NA | In Progress
1329 | TROPICO SOLAR | 2016-04-29 | 2016-05-02 | ACTIVE | C09 | Photovoltaic | Storage | Solar | Battery | 112.3 | 40 | 110 | Full Capacity | KERN | CA | SCE | Whirlwind Substation 230 kV | 2021-12-01 | 2021-12-01 | NA | Complete | Complete | NA | Executed
1330 | CLOVER ENERGY STORAGE PLANT | 2016-05-02 | 2016-05-02 | ACTIVE | C09 | Storage |  | Battery |  | 300 |  | 120 | Full Capacity | LOS ANGELES | CA | SCE | Antelope Substation 66kV | 2019-06-01 | 2022-12-01 | NA | Complete | Complete | NA | Executed
1335 | PASTORIA SOLAR | 2016-05-02 | 2016-05-02 | ACTIVE | C09 | Photovoltaic |  | Solar |  | 106.9 |  | 105.2 | Full Capacity | KERN | CA | SCE | Pastoria Substation 230kV | 2019-09-01 | 2021-04-17 | NA | Complete | Complete | NA | Executed
1336 | SOUTHLAND | 2016-04-27 | 2016-05-02 | ACTIVE | C09 | Photovoltaic |  | Solar |  | 380.1 |  | 375 | Full Capacity | CLARK | NV | SCE | Mohave Substation 500kV | 2019-12-01 | 2023-04-26 | NA | Complete | Complete | NA | In Progress
1339 | TECHREN SOLAR | 2016-04-29 | 2016-05-02 | ACTIVE | C09 | Photovoltaic |  | Solar |  | 300 |  | 300 | Full Capacity | CLARK | NV | SCE | SCE owned Eldorado Bus 230kV | 2019-07-31 | 2021-03-13 | NA | Complete | Complete | NA | Executed
1341 | YELLOW PINE 2 | 2016-04-26 | 2016-05-02 | ACTIVE | C09 | Photovoltaic |  | Solar |  | 254.1 |  | 250 | Full Capacity | CLARK | NV | GWT | Crazy Eyes Substation 230kV | 2019-12-01 | 2021-05-15 | NA | Complete | Complete | NA | Executed
1347 | CRESCENT PEAK | 2016-05-02 | 2016-05-02 | ACTIVE | C09 | Wind Turbine |  | Wind Turbine |  | 310 |  | 303 | Partial Deliverability | CLARK | NV | GWT | Sloan Canyon Switching Station 230kV | 2019-07-31 | 2021-11-30 | NA | Complete | Complete | NA | Executed
1349 | ARAMIS POWER PLANT | 2017-04-28 | 2017-05-01 | ACTIVE | C10 | Photovoltaic | Storage | Solar | Battery | 101.4 | 101.3 | 100 | Full Capacity | ALAMEDA | CA | PGAE | Cayetano Substation 230kV | 2020-12-31 | 2023-06-30 | NA | Complete | Complete | NA | Executed
1350 | BELTRAN CENTRAL SOLAR | 2017-05-01 | 2017-05-01 | ACTIVE | C10 | Photovoltaic |  | Solar |  | 20.32 |  | 20 | Full Capacity | STANISLAUS | CA | PGAE | Crow Creek Switching Station 60kV | 2019-12-31 | 2022-02-14 | NA | Complete | Complete | NA | In Progress
1354 | EAST-BAY-WIND | 2017-04-25 | 2017-05-01 | ACTIVE | C10 | Wind Turbine |  | Wind Turbine |  | 153 |  | 150 | Full Capacity | ALAMEDA | CA | PGAE | Tesla Substation 230kV | 2020-12-01 | 2023-02-14 | NA | Complete | Complete | NA
1363 | SAND HILL C | 2017-04-29 | 2017-05-01 | ACTIVE | C10 | Wind Turbine |  | Wind Turbine |  | 84.25 |  | 80.8 | Full Capacity | ALAMEDA | CA | PGAE | Delta Switching Yard-Tesla 230kV line | 2019-12-31 | 2021-04-17 | NA | Complete | Complete | NA | Executed
1367 | WEST FORD FLAT ENERGY STORAGE | 2017-04-28 | 2017-05-01 | ACTIVE | C10 | Storage |  | Battery |  | 26.25 |  | 25 | Full Capacity | LAKE | CA | PGAE | Fulton Substation 230kV | 2020-01-01 | 2021-05-18 | NA | Complete | Complete | NA
1368 | WILBUR ENERGY STORAGE | 2017-05-01 | 2017-05-01 | ACTIVE | C10 | Storage |  | Battery |  | 94.5 |  | 91.3 | Full Capacity | CONTRA COSTA | CA | PGAE | Contra Costa Switchyard 230kV | 2020-10-31 | 2023-11-13 | NA | Complete | Complete | NA
1374 | ELKHORN ENERGY STORAGE | 2017-05-01 | 2017-05-01 | ACTIVE | C10 | Storage |  | Battery |  | 189 |  | 182.5 | Full Capacity | MONTEREY | CA | PGAE | Moss Landing Substation 115kV | 2020-10-31 | 2020-10-31 | NA | Complete | Complete | NA | Executed
1378 | GONZAGA WIND FARM | 2017-04-27 | 2017-05-01 | ACTIVE | C10 | Wind Turbine |  | Wind Turbine |  | 80 |  | 76.35 | Energy Only | MERCED | CA | PGAE | Los Banos Substation 70kV | 2020-10-09 | 2023-10-16 | NA | Complete | Complete | NA | Executed
1379 | HEARTLAND 1 | 2017-04-26 | 2017-05-01 | ACTIVE | C10 | Photovoltaic |  | Solar |  | 156 |  | 150 | Energy Only | FRESNO | CA | PGAE | Tranquility Switching Station 230kV | 2021-09-01 | 2023-12-31 | NA | Complete | Complete | NA | In Progress
1380 | HEARTLAND 2 | 2017-04-26 | 2017-05-01 | ACTIVE | C10 | Photovoltaic |  | Solar |  | 156.1 |  | 150 | Energy Only | FRESNO | CA | PGAE | Tranquility Switching Station 230kV | 2021-09-01 | 2021-09-01 | NA | Complete | Complete | NA | In Progress
1382 | LAS CAMAS 1 | 2017-04-29 | 2017-05-01 | ACTIVE | C10 | Photovoltaic |  | Solar |  | 102.5 |  | 100 | Full Capacity | MERCED | CA | PGAE | Los Banos Substation 230kV | 2021-11-30 | 2021-11-30 | NA | Complete | Complete | NA
1385 | VANGUARD SOLAR BESS | 2017-04-29 | 2017-05-01 | ACTIVE | C10 | Storage | Photovoltaic | Battery | Solar | 47 | 153.32 | 150 | Full Capacity | FRESNO | CA | PGAE | Mustang Switching Station 230 kV | 2020-07-01 | 2025-03-31 | NA | Complete | Complete | NA
1389 | REDUX SOLAR | 2017-05-01 | 2017-05-01 | ACTIVE | C10 | Photovoltaic |  | Solar |  | 128.2 |  | 125 | Full Capacity | FRESNO | CA | PGAE | Gates Substation 230kV | 2020-12-30 | 2023-10-15 | NA | Complete | Complete | NA
1391 | SONRISA | 2017-04-29 | 2017-05-01 | ACTIVE | C10 | Photovoltaic |  | Solar |  | 205.1 |  | 200 | Full Capacity | FRESNO | CA | PGAE | Tranquility Switching Station 230kV | 2021-11-30 | 2023-10-15 | NA | Complete | Complete | NA
1392 | WARRIORS SOLAR | 2017-04-28 | 2017-05-01 | ACTIVE | C10 | Photovoltaic |  | Solar |  | 40.69 |  | 40 | Full Capacity | FRESNO | CA | PGAE | Crescent Switching Station 70kV | 2021-11-01 | 2021-11-01 | NA | Complete | Complete | NA
1394 | DRIFTWOOD STELLA | 2017-04-29 | 2017-05-01 | ACTIVE | C10 | Photovoltaic |  | Solar |  | 207.4 |  | 200 | Full Capacity | KERN | CA | PGAE | Midway Substation 115kV | 2021-11-30 | 2023-01-15 | NA | Complete | Complete | NA | In Progress
1397 | SANDRINI SOL 1 | 2017-04-29 | 2017-05-01 | ACTIVE | C10 | Photovoltaic |  | Solar |  | 104.2 |  | 100 | Full Capacity | KERN | CA | PGAE | Wheeler Ridge Substation 70kV | 2021-11-30 | 2022-04-15 | NA | Complete | Complete | NA | In Progress
1398 | SANDRINI SOL 2 | 2017-04-29 | 2017-05-01 | ACTIVE | C10 | Photovoltaic |  | Solar |  | 205.1 |  | 200 | Full Capacity | KERN | CA | PGAE | Wheeler Ridge Substation 230kV | 2021-11-30 | 2022-10-15 | NA | Complete | Complete | NA | In Progress
1402 | ATLAS SOLAR | 2017-04-28 | 2017-05-01 | ACTIVE | C10 | Storage | Photovoltaic | Battery | Solar | 1920 | 3200 | 3200 | Full Capacity | LA PAZ | AZ | DCRT | Delaney-Colorado River 500kV | 2020-12-31 | 2023-12-31 | NA | Complete | Complete | NA
1403 | HARQUAHALA FLATS | 2017-05-01 | 2017-05-01 | ACTIVE | C10 | Photovoltaic | Storage | Solar | Battery | 450 | 450 | 450 | Full Capacity | MARICOPA | AZ | DCRT | Colorado River-Delaney 500kV | 2022-12-16 | 2022-12-16 | NA | Complete | Complete | NA
1405 | ATHOS POWER PLANT | 2017-04-28 | 2017-05-01 | ACTIVE | C10 | Photovoltaic |  | Solar |  | 458 |  | 450 | Full Capacity | RIVERSIDE | CA | SCE | Red Bluff Substation 230kV | 2020-12-31 | 2020-12-31 | NA | Complete | Complete | NA | Executed
1406 | MESAVILLE SOLAR | 2017-05-01 | 2017-05-01 | ACTIVE | C10 | Photovoltaic | Storage | Solar | Battery | 476.3 | 229.9 | 675 | Full Capacity | RIVERSIDE | CA | SCE | Colorado River Substation 230kV | 2021-09-01 | 2022-01-15 | NA | Complete | Complete | NA | In Progress
1413 | BALDY MESA | 2017-04-29 | 2017-05-01 | ACTIVE | C10 | Storage | Photovoltaic | Battery | Solar | 110 | 110.04 | 100 | Full Capacity | SAN BERNARDINO | CA | SCE | Roadway Substation 115kV bus | 2020-12-31 | 2021-12-15 | NA | Complete | Complete | NA | In Progress
1414 | HIGH 5 SOLAR | 2017-04-28 | 2017-05-01 | ACTIVE | C10 | Photovoltaic |  | Solar |  | 100 |  | 100 | Full Capacity | SAN BERNARDINO | CA | SCE | Victor Substation 230kV | 2019-12-29 | 2021-01-15 | NA | Complete | Complete | NA | Executed
1415 | RUBITA | 2017-04-28 | 2017-05-01 | ACTIVE | C10 | Photovoltaic |  | Solar |  | 102.2 |  | 100 | Full Capacity | SAN BERNARDINO | CA | SCE | Kramer-Inyokern-Randsburg No.1 115kV | 2021-11-01 | 2023-10-15 | NA | Complete | Complete | NA
1419 | CAMINO SOLAR | 2017-04-27 | 2017-05-01 | ACTIVE | C10 | Photovoltaic | Storage | Solar | Battery | 44.88 | 22.44 | 54.28 | Full Capacity | KERN | CA | SCE | Whirlwind Substation 230kV | 2020-08-15 | 2021-12-15 | NA | Complete | Complete | NA | Executed
1424 | SAGEBRUSH SOLAR 4 | 2017-04-28 | 2017-05-01 | ACTIVE | C10 | Photovoltaic |  | Solar |  | 524 |  | 500 | Energy Only | KERN | CA | SCE | Windhub Substation 230kV | 2020-12-31 | 2022-11-01 | NA | Complete | Complete | NA
1427 | DARLINGTON BALLEY SOLAR ENERGY 1 | 2017-05-01 | 2017-05-01 | ACTIVE | C10 | Photovoltaic | Storage | Solar | Battery | 125 | 60 | 125 | Full Capacity | MARICOPA | AZ | SDGE | Hassayampa Switchyard 500kV | 2024-04-30 | 2024-04-30 | NA | Complete | Complete | NA
1428 | MAVERICK | 2017-04-27 | 2017-05-01 | ACTIVE | C10 | Storage |  | Battery |  | 10 |  | 10 | Full Capacity | SAN DIEGO | CA | SDGE | Miramar GT 69kV | 2021-12-31 | 2021-12-31 | NA | Complete | Complete | NA
1429 | MOUNT LAGUNA WIND 2 | 2017-04-28 | 2017-05-01 | ACTIVE | C10 | Wind Turbine |  | Wind Turbine |  | 400 |  | 400 | Full Capacity | SAN DIEGO | CA | SDGE | Suncrest-Ocotillo 500 kV Line | 2020-06-01 | 2020-06-01 | NA | Complete | Complete | NA | In Progress
1431 | ROSEBUD | 2017-04-27 | 2017-05-01 | ACTIVE | C10 | Storage |  | Battery |  | 10 |  | 10 | Full Capacity | SAN DIEGO | CA | SDGE | Kearny 69kV | 2021-12-31 | 2021-12-30 | NA | Complete | Complete | NA
1432 | STARLIGHT SOLAR | 2017-05-01 | 2017-05-01 | ACTIVE | C10 | Photovoltaic |  | Solar |  | 20 |  | 20 | Full Capacity | SAN DIEGO | CA | SDGE | Boulevard Substation 69kV | 2020-06-01 | 2022-12-15 | NA | Complete | Complete | NA
1434 | TOP GUN ENERGY STORAGE | 2017-04-28 | 2017-05-01 | ACTIVE | C10 | Storage |  | Battery |  | 30 |  | 30 | Full Capacity | SAN DIEGO | CA | SDGE | Mirmar GT Substation 69kV | 2019-12-31 | 2020-08-17 | NA | Complete | Complete | NA | Executed
1435 | VIKTORIA SOLAR | 2017-04-24 | 2017-05-01 | ACTIVE | C10 | Photovoltaic | Storage | Solar | Battery | 250 | 100 | 250 | Full Capacity | YUMA | AZ | SDGE | Hoodoo Wash Substation 500kV | 2020-12-31 | 2022-12-23 | NA | Complete | Complete | NA
1437 | WESTSIDE CANAL ENERGY CENTER | 2017-05-01 | 2017-05-01 | ACTIVE | C10 | Storage | Photovoltaic | Battery | Solar | 400 | 25 | 425 | Full Capacity | IMPERIAL | CA | SDGE | Imperial Valley Substation 230kV | 2021-12-31 | 2021-12-31 | NA | Complete | Complete | NA
1439 | WIND WALL MONOLITH 1 | 2018-04-30 | 2018-04-17 | ACTIVE | FT | Wind Turbine |  | Wind Turbine |  | 4.96 |  | 4.96 | Energy Only | KERN | CA | SCE | Vincent Substation 220kV | 2019-12-15 | 2020-05-31 | Offered | NA | NA | NA | Executed
1440 | WIND WALL MONOLITH 2 | 2018-04-30 | 2018-04-17 | ACTIVE | FT | Wind Turbine |  | Wind Turbine |  | 3.7 |  | 3.7 | Energy Only | KERN | CA | SCE | Vincent Substation 220kV | 2019-12-15 | 2020-05-31 | Offered | NA | NA | NA
1441 | KERNRIDGE EXPANSION | 2018-02-20 | 2018-05-17 | ACTIVE | ISP | Photovoltaic |  | Solar |  | 26.5 |  | 0 | Energy Only | KERN | CA | PGAE | Kern Ridge Substation 115kV | 2021-01-15 | 2020-03-15 | NA |  |  | NA
1442 | AJO POWER BANK | 2018-04-05 | 2018-04-16 | ACTIVE | C11 | Storage |  | Battery |  | 124.3 |  | 120 | Full Capacity | SANTA CLARA | CA | PGAE | Llagas-Gilroy Foods 115 kV line | 2020-12-01 | 2020-12-01 | NA | Complete |  | NA
1443 | ANGELA | 2018-04-13 | 2018-04-16 | ACTIVE | C11 | Photovoltaic |  | Solar |  | 141.1 |  | 40 | Full Capacity | TULARE | CA | PGAE | Olive Switching Station 115kV | 2021-11-30 | 2021-11-30 | NA | Complete |  | NA
1444 | BEAUCHAMP SOLAR | 2018-04-04 | 2018-04-16 | ACTIVE | C11 | Photovoltaic |  | Solar |  | 150 |  | 150 | Full Capacity | COLUSA | CA | PGAE | Cortina Substation 115kV | 2022-12-01 | 2023-12-01 | NA | Complete |  | NA
1454 | HUMMINGBIRD ENERGY STORAGE | 2018-04-09 | 2018-04-16 | ACTIVE | C11 | Storage |  | Battery |  | 75 |  | 75 | Full Capacity | SANTA CLARA | CA | PGAE | Metcalf 115kV | 2020-12-31 | 2020-12-31 | NA | Complete |  | NA
1455 | JANUS | 2018-04-12 | 2018-04-16 | ACTIVE | C11 | Storage | Photovoltaic | Battery | Solar | 15 | 83.54 | 80 | Full Capacity | COLUSA | CA | PGAE | Cortina Substation 60kV | 2021-12-31 | 2021-12-31 | NA | Complete |  | NA
1456 | LAS CAMAS 3 | 2018-04-10 | 2018-04-16 | ACTIVE | C11 | Photovoltaic |  | Solar |  | 102.5 |  | 100 | Full Capacity | MERCED | CA | PGAE | Los Banos 230kV | 2022-11-30 | 2022-11-30 | NA | Complete |  | NA
1457 | MILPA POWER BANK | 2018-04-09 | 2018-04-16 | ACTIVE | C11 | Storage |  | Battery |  | 3 |  | 3 | Full Capacity | SANTA CLARA | CA | PGAE | Los Esteros Substation 115kV | 2020-12-01 | 2020-12-01 | NA | Complete |  | NA
1459 | MULQUEENEY RANCH WIND 2 | 2018-04-12 | 2018-04-16 | ACTIVE | C11 | Wind Turbine |  | Wind Turbine |  | 62.5 |  | 60 | Full Capacity | ALAMEDA | CA | PGAE | Tesla Substation 230kV | 2021-12-15 | 2021-12-15 | NA | Complete |  | NA
1460 | PINTO PASS | 2018-04-12 | 2018-04-16 | ACTIVE | C11 | Storage |  | Battery |  | 20 |  | 20 | Full Capacity | CONTRA COSTA | CA | PGAE | Christie Substation 60kV | 2021-12-31 | 2021-12-31 | NA | Complete |  | NA
1461 | RECLAIMED WIND | 2018-04-04 | 2018-04-16 | ACTIVE | C11 | Wind Turbine |  | Wind Turbine |  | 112.2 |  | 90.7 | Full Capacity | ALAMEDA | CA | PGAE | Kelso - Tesla Tap 230kV | 2020-12-31 | 2020-12-31 | NA | Complete |  | NA
1463 | SOLANO 4 WIND | 2018-04-04 | 2018-04-16 | ACTIVE | C11 | Wind Turbine |  | Wind Turbine |  | 92.35 |  | 90.8 | Full Capacity | SOLANO | CA | PGAE | Birds Landing Switching Station 230kV | 2023-03-31 | 2023-03-31 | NA | Complete |  | NA
1470 | CABALLERO STORAGE | 2018-04-13 | 2018-04-16 | ACTIVE | C11 | Storage |  | Battery |  | 106.2 |  | 99.7 | Full Capacity | SAN LUIS OBISPO | CA | PGAE | Mesa Substation 230kV | 2021-12-01 | 2023-09-30 | NA | Complete |  | NA
1472 | DALLAS ENERGY STORAGE | 2018-04-11 | 2018-04-18 | ACTIVE | C11 | Storage |  | Battery |  | 500 |  | 400 | Full Capacity | MONTEREY | CA | PGAE | Moss Landing Substation 500kV | 2020-12-01 | 2020-12-01 | NA | Complete | Complete | NA | In Progress
1479 | KEY STORAGE 1 | 2018-04-11 | 2018-04-16 | ACTIVE | C11 | Storage |  | Battery |  | 309.3 |  | 300 | Full Capacity | FRESNO | CA | PGAE | Gates Sub 500kV | 2022-12-01 | 2022-12-01 | NA | Complete |  | NA
1484 | PANOCHE ENERGY CENTER C11 | 2018-04-10 | 2018-04-16 | ACTIVE | C11 | Gas Turbine |  | Natural Gas |  | 63 |  | 63 | Full Capacity | FRESNO | CA | PGAE | Panoche Substation 230kV | 2020-07-01 | 2020-07-01 | NA | Complete |  | NA
1491 | TEPONA OFF-SHORE WIND | 2018-04-14 | 2018-04-16 | ACTIVE | C11 | Wind Turbine |  | Wind Turbine |  | 161.9 |  | 156 | Full Capacity | HUMBOLDT | CA | PGAE | Humboldt Substation 115kV | 2024-10-01 | 2024-10-01 | NA | Complete |  | NA
1492 | WINDCHARGER ESS | 2018-04-12 | 2018-04-16 | ACTIVE | C11 | Storage |  | Battery |  | 150 |  | 150 | Full Capacity | SOLANO | CA | PGAE | Birds Landing Substation 230kV | 2021-12-01 | 2021-12-01 | NA | Complete |  | NA
1493 | AZALEA | 2018-04-16 | 2018-04-16 | ACTIVE | C11 | Photovoltaic |  | Solar |  | 61.3 |  | 60 | Full Capacity | KERN | CA | PGAE | Arco Substation 70kV | 2022-11-01 | 2022-11-01 | NA | Complete |  | NA
1495 | CHALAN SOLAR | 2018-04-13 | 2018-04-16 | ACTIVE | C11 | Storage | Photovoltaic | Battery | Solar | 25.2 | 66.6 | 64.9 | Full Capacity | KERN | CA | PGAE | Arco Substation 230kV | 2021-12-01 | 2021-12-01 | NA | Complete |  | NA
1496 | DESCENDANT RANCH 1 | 2018-04-11 | 2018-04-16 | ACTIVE | C11 | Storage | Photovoltaic | Battery | Solar | 510 | 513.5 | 500 | Full Capacity | COLUSA | CA | PGAE | Delevan Sub 230kV | 2023-12-01 | 2023-12-01 | NA | Complete |  | NA
1499 | JASMINE | 2018-04-16 | 2018-04-16 | ACTIVE | C11 | Photovoltaic |  | Solar |  | 71.16 |  | 70 | Full Capacity | KERN | CA | PGAE | Lakeview Substation 70kV | 2022-11-01 | 2022-11-01 | NA | Complete |  | NA
1507 | PROSPECT ENERGY STORAGE | 2018-04-16 | 2018-04-16 | ACTIVE | C11 | Storage |  | Battery |  | 58.75 |  | 49.9 | Full Capacity | SACRAMENTO | CA | PGAE | Gold Hill Substation 60kV | 2022-06-01 | 2022-06-01 | NA | Complete |  | NA
1510 | BELLEFIELD SOLAR FARM | 2018-04-16 | 2018-04-16 | ACTIVE | C11 | Photovoltaic | Storage | Solar | Battery | 500 | 500 | 500 | Full Capacity | KERN | CA | SCE | Windhub Substation 230kV | 2022-10-01 | 2022-10-01 | NA | Complete |  | NA
1516 | REXFORD SOLAR FARM | 2018-04-16 | 2018-04-16 | ACTIVE | C11 | Photovoltaic | Storage | Solar | Battery | 300 | 300 | 300 | Full Capacity | TULARE | CA | SCE | Vestal Substation 230kV | 2022-10-01 | 2022-10-01 | NA | Complete |  | NA
1518 | SANBORN SOLAR 2 | 2018-04-13 | 2018-04-16 | ACTIVE | C11 | Photovoltaic |  | Solar |  | 518.5 |  | 500 | Full Capacity | KERN | CA | SCE | Windhub Substation 230kV | 2022-12-31 | 2022-12-31 | NA | Complete |  | NA
1519 | BALDY MESA 2 | 2018-04-15 | 2018-04-16 | ACTIVE | C11 | Photovoltaic |  | Solar |  | 110.9 |  | 100 | Full Capacity | SAN BERNARDINO | CA | SCE | Roadway Substation 115kV | 2021-12-15 | 2021-12-31 | NA | Complete |  | NA
1522 | ARIDA SOLAR FARM | 2018-04-16 | 2018-04-16 | ACTIVE | C11 | Storage | Photovoltaic | Battery | Solar | 370 | 370 | 370 | Full Capacity | CLARK | NV | SCE | Mohave Substation 500kV | 2022-10-01 | 2022-10-01 | NA | Complete |  | NA
1524 | SUNVALE SOLAR FARM | 2018-04-16 | 2018-04-16 | ACTIVE | C11 | Storage | Photovoltaic | Battery | Solar | 600 | 600 | 600 | Full Capacity | CLARK | NV | SCE | Eldorado Substation 500kV | 2022-10-01 | 2022-10-01 | NA | Complete |  | NA
1526 | QUARTZITE SOLAR 11 | 2018-04-11 | 2018-04-16 | ACTIVE | C11 | Storage | Photovoltaic | Battery | Solar | 46.05 | 155.43 | 150 | Full Capacity | RIVERSIDE | CA | SCE | Colorado River Substation 230kV | 2022-12-30 | 2022-12-30 | NA | Complete |  | NA
1528 | WINDY WASH SOLAR | 2018-04-13 | 2018-04-16 | ACTIVE | C11 | Photovoltaic |  | Solar |  | 79 |  | 79 | Full Capacity | RIVERSIDE | CA | SCE | Devers Substation 220kV | 2021-06-30 | 2023-02-01 | NA | Complete |  | NA
1529 | CENTENNIAL FLATS | 2018-04-17 | 2018-04-16 | ACTIVE | C11 | Photovoltaic | Storage | Solar | Battery | 514.6 | 257.28 | 500 | Full Capacity | LA PAZ | AZ | DCRT | Delaney-Colorado River 500kV line | 2022-12-15 | 2022-12-15 | NA | Complete |  | NA
1531 | BATERIA DEL SUR | 2018-04-16 | 2018-04-16 | ACTIVE | C11 | Storage |  | Battery |  | 350 |  | 350 | Full Capacity | TBD | MX | SDGE | Imperial Valley 230kV | 2022-05-01 | 2023-12-31 | NA | Complete |  | NA
1532 | KETTLE SOLAR ONE | 2018-04-16 | 2018-04-16 | ACTIVE | C11 | Photovoltaic | Storage | Solar | Battery | 90 | 20 | 90 | Full Capacity | SAN DIEGO | CA | SDGE | New Switchyard with East County-Boulevard East 138 kV line looped-in | 2020-12-01 | 2021-12-01 | NA | Complete |  | NA
1534 | VULCAN | 2018-04-11 | 2018-04-16 | ACTIVE | C11 | Storage | Photovoltaic | Battery | Solar | 28.8 | 225 | 250 | Full Capacity | MARICOPA | AZ | SDGE | Hassayampa Switchyard 500kV Common Bus | 2021-05-01 | 2023-12-15 | NA | Complete |  | NA
1537 | CAMPTONVILLE BIOPOWER1 | 2019-03-04 | 2019-04-05 | ACTIVE | ISP | Steam Turbine |  | Biofuel |  | 5.5 |  | 5 | Full Capacity | YUBA | CA | PGAE | COLGATE-CHALLENGE 60kV | 2022-03-18 | 2022-03-18 | NA |  |  | NA
1538 | KUIPER ENERGY STORAGE | 2018-11-19 | 2019-04-05 | ACTIVE | ISP | Storage |  | Battery |  | 40.5 |  | 40 | Full Capacity | SONOMA | CA | PGAE | Geysers #3 Cloverdale 115 kV line | 2021-12-31 | 2021-12-31 | NA |  |  | NA
1539 | IRVING STORAGE | 2019-03-05 | 2019-05-07 | ACTIVE | ISP | Storage |  | Battery |  | 782.8 |  | 750 | Full Capacity | MONTEREY | CA | PGAE | Moss Landing Substation 500kV | 2022-12-01 | 2022-12-01 | NA | Complete | Complete | NA
1540 | PLANO STORAGE | 2019-03-05 | 2019-05-07 | ACTIVE | ISP | Storage |  | Battery |  | 365 |  | 350 | Full Capacity | MONTEREY | CA | PGAE | Moss Landing Substation 500kV | 2021-12-01 | 2021-12-01 | NA | Complete | Complete | NA
1541 | BRIGHT STAR HYBRID | 2019-04-05 | 2019-04-15 | ACTIVE | C12 | Storage | Photovoltaic | Battery | Solar | 356.8 | 361.74 | 350 | Full Capacity | SAN JOAQUIN | CA | PGAE | Brighton-Bellota 230kV | 2022-12-31 | 2022-12-31 | NA |  |  | NA
1542 | CAPETOWN 2 HYBRID | 2019-04-05 | 2019-04-15 | ACTIVE | C12 | Storage | Wind Turbine | Battery | Wind Turbine | 50.88 | 54.6 | 100 | Full Capacity | HUMBOLDT | CA | PGAE | Bridgeville Substation 115kV | 2021-06-30 | 2021-06-30 | NA |  |  | NA
1543 | BEAUCHAMP 2 SOLAR | 2019-04-04 | 2019-04-15 | ACTIVE | C12 | Photovoltaic | Storage | Solar | Battery | 150 | 75 | 150 | Full Capacity | COLUSA | CA | PGAE | Cortina Substation 115kV | 2023-12-01 | 2023-12-01 | NA |  |  | NA
1545 | MARESTE BESS | 2019-04-12 | 2019-04-15 | ACTIVE | C12 | Storage |  | Battery |  | 100.4 |  | 100 | Full Capacity | ALAMEDA | NN | PGAE | Grant Eastshore #1 115kV | 2023-05-31 | 2023-05-31 | NA |  |  | NA
1546 | TATTON STORAGE 1 | 2019-04-14 | 2019-04-15 | ACTIVE | C12 | Storage |  | Battery |  | 30.58 |  | 30 | Full Capacity | MENDOCINO | CA | PGAE | Elk-Gualala 60 kV | 2021-12-01 | 2021-12-01 | NA |  |  | NA
1548 | LORINER STORAGE | 2019-04-06 | 2019-04-15 | ACTIVE | C12 | Storage |  | Battery |  | 30.48 |  | 30 | Full Capacity | SANTA CLARA | CA | PGAE | Morgan Hill Substation 115kV | 2022-11-30 | 2022-11-30 | NA |  |  | NA
1549 | MIRANDA ESS | 2019-04-04 | 2019-04-15 | ACTIVE | C12 | Storage |  | Battery |  | 200 |  | 200 | Full Capacity | SANTA CLARA | CA | PGAE | Los Esteros Substation 115kV | 2023-12-01 | 2023-12-01 | NA |  |  | NA
1550 | TANAGER STORAGE | 2019-04-02 | 2019-04-15 | ACTIVE | C12 | Storage |  | Battery |  | 200 |  | 200 | Full Capacity | SANTA CLARA | CA | PGAE | Los Esteros Substation 230kV | 2023-06-30 | 2023-06-30 | NA |  |  | NA
1552 | CORMORANT STORAGE | 2019-04-02 | 2019-04-15 | ACTIVE | C12 | Storage |  | Battery |  | 250 |  | 250 | Full Capacity | SAN FRANCISCO | CA | PGAE | Martin Substation 115kV | 2023-06-30 | 2023-06-30 | NA |  |  | NA
1553 | JEWELFLOWER STORAGE | 2019-04-05 | 2019-04-15 | ACTIVE | C12 | Storage |  | Battery |  | 354.9 |  | 350 | Full Capacity | SANTA CLARA | CA | PGAE | Metcalf Substation 230kV | 2022-12-31 | 2022-12-31 | NA |  |  | NA
1554 | HERCULIS | 2019-04-05 | 2019-04-15 | ACTIVE | C12 | Storage |  | Battery |  | 101.2 |  | 100 | Full Capacity | ALAMEDA | CA | PGAE | Oakland J-Grant 115kV | 2022-12-31 | 2022-12-31 | NA |  |  | NA
1555 | STEEL CITY ENERGY STORAGE | 2019-04-04 | 2019-04-15 | ACTIVE | C12 | Storage |  | Battery |  | 1361 |  | 1311 | Full Capacity | CONTRA COSTA | CA | PGAE | Pittsburg Substation 230kV | 2022-04-01 | 2022-04-01 | NA |  |  | NA
1556 | SPINDRIFT HYBRID SOLAR | 2019-04-06 | 2019-04-15 | ACTIVE | C12 | Storage | Photovoltaic | Battery | Solar | 101.7 | 101.73 | 100 | Full Capacity | SUTTER | CA | PGAE | Rio Oso Substation 115kV | 2022-11-30 | 2022-11-30 | NA |  |  | NA
1557 | NOOSA ENERGY STORAGE | 2019-04-15 | 2019-04-15 | ACTIVE | C12 | Storage |  | Battery |  | 100 |  | 100 | Full Capacity | SAN JOAQUIN | CA | PGAE | Ripon Substation 115kV | 2022-12-16 | 2022-12-16 | NA |  |  | NA
1558 | HYDASPES | 2019-04-04 | 2018-04-15 | ACTIVE | C12 | Storage | Photovoltaic | Battery | Solar | 41.44 | 40.562 | 40 | Full Capacity | STANISLAUS | CA | PGAE | Miller #1 Tap 115 kV | 2022-12-31 | 2022-12-31 | NA |  |  | NA
1559 | TEMPEST GENERATION | 2019-04-08 | 2019-04-15 | ACTIVE | C12 | Wind Turbine | Storage | Wind Turbine | Battery | 1568 | 319.35 | 1500 | Full Capacity | HUMBOLDT | CA | PGAE | Round Mountain Substation 500kV | 2025-10-31 | 2025-10-31 | NA |  |  | NA
1561 | TESOSTER | 2019-04-13 | 2019-04-15 | ACTIVE | C12 | Storage | Photovoltaic | Battery | Solar | 61.26 | 244.26 | 240 | Full Capacity | SAN JOAQUIN COUNTY | NN | PGAE | Tesla-Weber 230kV | 2023-04-15 | 2023-04-15 | NA |  |  | NA
1564 | TRIM BESS | 2019-04-13 | 2019-04-15 | ACTIVE | C12 | Storage |  | Battery |  | 100.4 |  | 100 | Full Capacity | SANTA CLARA | NN | PGAE | Trimble Substation 115kV | 2023-05-31 | 2023-05-31 | NA |  |  | NA
1565 | DYNAMO SOLAR | 2019-04-08 | 2019-04-15 | ACTIVE | C12 | Photovoltaic |  | Solar |  | 30 |  | 30 | Full Capacity | NAPA | CA | PGAE | Tulucay Substation 60kV | 2023-06-30 | 2023-06-30 | NA |  |  | NA
1566 | TYRE | 2019-04-04 | 2019-04-15 | ACTIVE | C12 | Photovoltaic | Storage | Solar | Battery | 55.73 | 55.656 | 55 | Full Capacity | SAN JOAQUIN | CA | PGAE | Valley Springs #2 60 kV | 2022-12-31 | 2022-12-31 | NA |  |  | NA
1568 | AIR STATION 1 | 2019-04-16 | 2019-04-15 | ACTIVE | C12 | Photovoltaic | Storage | Solar | Battery | 21.05 | 21.05 | 40 | Full Capacity | KINGS | NN | PGAE | Henrietta-Lemoore NAS 70 kV | 2021-12-31 | 2021-12-31 | NA |  |  | NA
1572 | OSO ROJO POPPY | 2019-04-05 | 2019-04-15 | ACTIVE | C12 | Photovoltaic |  | Solar |  | 184.5 |  | 190 | Full Capacity | FRESNO | CA | PGAE | Gates Substation 230kV | 2021-07-31 | 2021-07-31 | NA |  |  | NA
1573 | BOYCE SOLAR HYBRID | 2019-04-15 | 2019-04-15 | ACTIVE | C12 | Photovoltaic | Storage | Solar | Battery | 27.5 | 27.5 | 23 | Full Capacity | FRESNO | CA | PGAE | Jayne Substation 70kV | 2022-07-16 | 2022-07-16 | NA |  |  | NA
1574 | BIG DUCK STORAGE | 2019-04-15 | 2019-04-15 | ACTIVE | C12 | Storage |  | Battery |  | 462 |  | 400 | Full Capacity | FRESNO | CA | PGAE | Panoche Substation 230 kV | 2022-07-01 | 2022-07-01 | NA |  |  | NA
1578 | JOURNEY STORAGE | 2019-04-05 | 2019-04-15 | ACTIVE | C12 | Storage |  | Battery |  | 354.9 |  | 350 | Full Capacity | KINGS | CA | PGAE | Henrietta Substation 230kV | 2022-12-31 | 2022-12-31 | NA |  |  | NA
1581 | PINEBROOK SOLAR HYBRID ENERGY CENTER | 2019-04-01 | 2019-04-15 | ACTIVE | C12 | Storage | Photovoltaic | Battery | Solar | 1537 | 1537 | 1500 | Full Capacity | FRESNO | CA | PGAE | Los Banos-Gates #1 500 kV | 2024-11-01 | 2024-11-01 | NA |  |  | NA
1582 | SUGARLOAF HYBRID SOLAR | 2019-04-09 | 2019-04-15 | ACTIVE | C12 | Photovoltaic | Storage | Solar | Battery | 152.8 | 150 | 150 | Full Capacity | FRESNO | CA | PGAE | Panoche Substation 230kV | 2022-11-30 | 2022-11-30 | NA |  |  | NA
1584 | RIVIERA SOLAR | 2018-12-27 | 2019-04-15 | ACTIVE | C12 | Photovoltaic |  | Solar |  | 75 |  | 75 | Full Capacity | MADERA | CA | PGAE | Wilson-Oro Loma 115 kv | 2022-12-31 | 2022-12-31 | NA |  |  | NA
1586 | ARCTURUS | 2019-04-04 | 2019-04-15 | ACTIVE | C12 | Storage | Photovoltaic | Battery | Solar | 152.3 | 151.79 | 150 | Full Capacity | KERN | CA | PGAE | Arco Substation 230kV | 2022-12-30 | 2022-12-30 | NA |  |  | NA
1587 | KINGSROAD HYBRID SOLAR | 2019-04-16 | 2019-04-15 | ACTIVE | C12 | Storage | Photovoltaic | Battery | Solar | 101.8 | 101.78 | 100 | Full Capacity | KERN | CA | PGAE | Arco Substation 230kV | 2023-11-30 | 2023-11-30 | NA |  |  | NA
1590 | NIMITZ 2 GENERATION | 2019-04-08 | 2019-04-15 | ACTIVE | C12 | Wind Turbine | Storage | Wind Turbine | Battery | 1568 | 319.35 | 1500 | Full Capacity | SAN LUIS OBISPO | CA | PGAE | Diablo Canyon-Gates 500kV | 2026-04-01 | 2026-04-01 | NA |  |  | NA
1591 | CARTHAGE | 2019-04-04 | 2019-04-15 | ACTIVE | C12 | Photovoltaic | Storage | Solar | Battery | 55.9 | 55.8 | 55 | Full Capacity | KERN | CA | PGAE | Midway-Tupman-Rio Bravo-Renfro 115 kV | 2022-12-31 | 2022-12-31 | NA |  |  | NA
1592 | OATFIELD HYBRID SOLAR | 2019-04-05 | 2019-04-15 | ACTIVE | C12 | Photovoltaic | Storage | Solar | Battery | 500 | 500 | 500 | Full Capacity | KINGS | CA | PGAE | Gates-Templeton 230 kV | 2022-11-30 | 2022-11-30 | NA |  |  | NA
1593 | PELICANS JAW HYBRID SOLAR | 2019-04-09 | 2019-04-15 | ACTIVE | C12 | Storage | Photovoltaic | Battery | Solar | 500 | 500 | 500 | Full Capacity | KINGS | CA | PGAE | Gates-Midway 230 kV | 2022-11-30 | 2022-11-30 | NA |  |  | NA
1594 | GRAND LAKE HYBRID SOLAR | 2019-04-15 | 2019-04-15 | ACTIVE | C12 | Storage | Photovoltaic | Battery | Solar | 250 | 254 | 250 | Full Capacity | KINGS | CA | PGAE | Gates-Midway 230kV | 2023-11-30 | 2023-11-30 | NA |  |  | NA
1595 | OSO ROJO PEONY | 2019-04-05 | 2019-04-15 | ACTIVE | C12 | Photovoltaic |  | Solar |  | 358.9 |  | 350 | Full Capacity | KERN | CA | PGAE | Midway 230kV | 2021-07-31 | 2021-07-31 | NA |  |  | NA
1596 | BUTTONBUSH SOLAR HYBRID ENERGY CENTER | 2019-04-01 | 2019-04-15 | ACTIVE | C12 | Storage | Photovoltaic | Battery | Solar | 818 | 818 | 800 | Full Capacity | KERN | CA | PGAE | Midway Substation 500kV | 2025-11-01 | 2025-11-01 | NA |  |  | NA
1597 | OSO ROJO GOLF COURSE | 2019-04-05 | 2019-04-15 | ACTIVE | C12 | Photovoltaic |  | Solar |  | 139.7 |  | 138 | Full Capacity | KERN | CA | PGAE | Midway-Wheeler Ridge 230kV | 2021-07-31 | 2021-07-31 | NA |  |  | NA
1598 | AGUA AMARGA WIND | 2019-04-12 | 2019-04-15 | ACTIVE | C12 | Wind Turbine |  | Wind Turbine |  | 403.2 |  | 400 | Full Capacity | SAN LUIS OBISPO | CA | PGAE | SOLARSS Switching Station | 2023-10-31 | 2023-10-31 | NA |  |  | NA
1599 | LION ROCK OFFSHORE WIND | 2019-04-15 | 2019-04-15 | ACTIVE | C12 | Wind Turbine |  | Wind Turbine |  | 627 |  | 605 | Full Capacity | SAN LUIS OBISPO | CA | PGAE | Morro Bay Substation 230kV | 2026-04-01 | 2026-04-01 | NA |  |  | NA
1600 | SEAWOLF GENERATION | 2019-04-08 | 2019-04-15 | ACTIVE | C12 | Storage | Wind Turbine | Battery | Wind Turbine | 319.4 | 1568 | 1500 | Full Capacity | SAN LUIS OBISPO | CA | PGAE | Midway-Diablo Canyon #2 | 2024-10-31 | 2024-10-31 | NA |  |  | NA
1601 | FAMILIA HYBRID SOLAR | 2019-04-15 | 2019-04-15 | ACTIVE | C12 | Photovoltaic | Storage | Solar | Battery | 202.5 | 202.5 | 200 | Full Capacity | MARICOPA | CA | PGAE | Midway-Wheeler Ridge #2 230kV | 2022-11-30 | 2022-11-30 | NA |  |  | NA
1603 | RIGAL | 2019-04-08 | 2019-04-15 | ACTIVE | C12 | Storage | Photovoltaic | Battery | Solar | 203 | 203 | 200 | Full Capacity | KERN | CA | SCE | Inyokern-Randsburg 115 kV | 2022-12-31 | 2022-12-31 | NA |  |  | NA
1604 | ARATINA SOLAR FARM | 2019-04-01 | 2019-04-15 | ACTIVE | C12 | Storage | Photovoltaic | Battery | Solar | 200 | 200 | 200 | Full Capacity | KERN | CA | SCE | Kramer Substation 230kV | 2022-06-01 | 2022-06-01 | NA |  |  | NA
1605 | CAYENNE ENERGY STORAGE | 2019-04-16 | 2019-04-15 | ACTIVE | C12 | Storage |  | Battery |  | 102.1 |  | 100 | Full Capacity | LOS ANGELES | CA | SCE | Chino Substation 220kV | 2022-12-16 | 2022-12-16 | NA |  |  | NA
1608 | AVOCET STORAGE | 2019-04-01 | 2019-04-15 | ACTIVE | C12 | Storage |  | Battery |  | 200 |  | 200 | Full Capacity | LOS ANGELES | CA | SCE | Hinson Substation 230kV | 2023-06-30 | 2023-06-30 | NA |  |  | NA
1609 | HINSON BESS | 2019-04-10 | 2019-04-15 | ACTIVE | C12 | Storage |  | Battery |  | 308.1 |  | 300 | Full Capacity | LOS ANGELES | CA | SCE | Hinson Substation 220kV | 2021-10-31 | 2021-10-31 | NA |  |  | NA
1610 | SUPERBA STORAGE 1 | 2019-04-11 | 2019-04-15 | ACTIVE | C12 | Storage |  | Battery |  | 305 |  | 300 | Full Capacity | ORANGE | CA | SCE | Johanna Substation 230 kV | 2021-12-01 | 2021-12-01 | NA |  |  | NA
1611 | COMMERCE ENERGY STORAGE | 2019-04-09 | 2019-04-15 | ACTIVE | C12 | Storage |  | Battery |  | 250 |  | 250 | Full Capacity | LOS ANGELES | CA | SCE | Laguna Bell Substation 230kV | 2023-01-01 | 2023-01-01 | NA |  |  | NA
1612 | SPEEDWAY ESS | 2019-04-05 | 2019-04-15 | ACTIVE | C12 | Storage |  | Battery |  | 200 |  | 200 | Full Capacity | LOS ANGELES | CA | SCE | Rio Hondo Substation 230kV | 2023-12-01 | 2023-12-01 | NA |  |  | NA
1613 | TRESTLES ENERGY STORAGE | 2019-04-16 | 2019-04-15 | ACTIVE | C12 | Storage |  | Battery |  | 433.8 |  | 400 | Full Capacity | LOS ANGELES | CA | SCE | Rio Hondo Substation 220kV | 2022-12-16 | 2022-12-16 | NA |  |  | NA
1615 | KESTREL STORAGE | 2019-04-01 | 2019-04-15 | ACTIVE | C12 | Storage |  | Battery |  | 200 |  | 200 | Full Capacity | LOS ANGELES | CA | SCE | Walnut Substation 220kV | 2023-06-30 | 2023-06-30 | NA |  |  | NA
1616 | HIGHWIND ENERGY CENTER | 2019-04-13 | 2019-04-15 | ACTIVE | C12 | Storage | Wind Turbine | Battery | Wind Turbine | 28.38 | 64.8 | 115 | Full Capacity | KERN | CA | SCE | Highwind Substation 230kV | 2023-12-31 | 2023-12-31 | NA |  |  | NA
1617 | SEGS EXPANSION HYBRID | 2019-04-05 | 2019-04-15 | ACTIVE | C12 | Storage | Photovoltaic | Battery | Solar | 73.26 | 82.434 | 150 | Full Capacity | SAN BERNARDINO | CA | SCE | Kramer Substation 230kV | 2022-12-01 | 2022-12-01 | NA |  |  | NA
1618 | DORADUS | 2019-04-04 | 2019-04-15 | ACTIVE | C12 | Storage | Photovoltaic | Battery | Solar | 203 | 203 | 200 | Full Capacity | KERN | CA | SCE | Magunden-Pastoria 230kV | 2022-12-31 | 2022-12-31 | NA |  |  | NA
1619 | GOLDBACK SOLAR CENTER | 2019-04-12 | 2019-04-15 | ACTIVE | C12 | Storage | Photovoltaic | Battery | Solar | 500 | 500 | 500 | Full Capacity | VENTURA | CA | SCE | Moorpark Substation 230 kV | 2023-06-01 | 2023-06-01 | NA |  |  | NA
1620 | ROCKY HILL SOLAR | 2019-04-05 | 2019-04-15 | ACTIVE | C12 | Photovoltaic | Storage | Solar | Battery | 102 | 51.56 | 100 | Full Capacity | TULARE | CA | SCE | Rector Substation 230kV | 2023-12-15 | 2023-12-15 | NA |  |  | NA
1621 | YELLOW HAY HYBRID SOLAR | 2019-04-05 | 2019-04-15 | ACTIVE | C12 | Photovoltaic | Storage | Solar | Battery | 200 | 200 | 200 | Full Capacity | TULARE | CA | SCE | Magunden-Springville #1 220 kV | 2022-11-30 | 2022-11-30 | NA |  |  | NA
1622 | BARRENSPRING | 2019-04-13 | 2019-04-15 | ACTIVE | C12 | Storage | Photovoltaic | Battery | Solar | 64.17 | 244.26 | 240 | Full Capacity | TULARE COUNTY | NN | SCE | Springville-Rector 220kV line | 2023-04-15 | 2023-04-15 | NA |  |  | NA
1625 | ANGELENO SOLAR FARM | 2019-03-31 | 2019-04-15 | ACTIVE | C12 | Storage | Photovoltaic | Battery | Solar | 1150 | 1150 | 1150 | Full Capacity | LOS ANGELES | CA | SCE | Vincent Substation 500kV | 2023-06-01 | 2023-06-01 | NA |  |  | NA
1626 | SAGEBRUSH 6 HYBRID | 2019-04-05 | 2019-04-15 | ACTIVE | C12 | Photovoltaic | Storage | Solar | Battery | 116 | 113.96 | 200 | Full Capacity | KERN | CA | SCE | Vincent Substation 230kV | 2022-12-01 | 2022-12-01 | NA |  |  | NA
1628 | FORT TEJON SOLAR | 2019-04-05 | 2019-04-15 | ACTIVE | C12 | Photovoltaic | Storage | Solar | Battery | 310.2 | 306.26 | 300 | Full Capacity | LOS ANGELES | CA | SCE | Vincent Substation 230kV | 2023-12-31 | 2023-12-31 | NA |  |  | NA
1629 | HUMIDOR STORAGE 1 | 2019-04-11 | 2019-04-15 | ACTIVE | C12 | Storage |  | Battery |  | 305 |  | 300 | Full Capacity | LOS ANGELES | CA | SCE | Vincent Substation 230 kV | 2021-12-01 | 2021-12-01 | NA |  |  | NA
1631 | GLENFELIZ SOLAR FARM | 2019-04-01 | 2019-04-15 | ACTIVE | C12 | Storage | Photovoltaic | Battery | Solar | 500 | 500 | 500 | Full Capacity | KERN | CA | SCE | Windhub Substation 220kV | 2022-10-01 | 2022-10-01 | NA |  |  | NA
1632 | SANBORN HYBRID 3 | 2019-04-05 | 2019-04-15 | ACTIVE | C12 | Storage | Photovoltaic | Battery | Solar | 671.6 | 778.55 | 1500 | Full Capacity | KERN | CA | SCE | Windhub Substation 500kV | 2023-12-01 | 2023-12-01 | NA |  |  | NA
1635 | YEAGER HYBRID SOLAR | 2019-04-15 | 2019-04-15 | ACTIVE | C12 | Photovoltaic | Storage | Solar | Battery | 406.6 | 406.56 | 400 | Full Capacity | KERN | CA | SCE | Windhub Substation 500kV | 2022-11-30 | 2022-11-30 | NA |  |  | NA
1636 | CALYPSO SOLAR | 2019-04-04 | 2019-04-15 | ACTIVE | C12 | Storage | Photovoltaic | Battery | Solar | 200 | 400 | 400 | Full Capacity | RIVERSIDE | CA | SCE | Colorado River Substation 230kV | 2023-12-01 | 2023-12-01 | NA |  |  | NA
1637 | SOLO | 2019-04-05 | 2019-04-15 | ACTIVE | C12 | Storage | Photovoltaic | Battery | Solar | 518.4 | 518.4 | 500 | Full Capacity | RIVERSIDE | CA | SCE | Colorado River Substation 500kV | 2022-12-31 | 2022-12-31 | NA |  |  | NA
1640 | SUNNYNOOK SOLAR CENTER | 2019-04-12 | 2019-04-15 | ACTIVE | C12 | Photovoltaic | Storage | Solar | Battery | 514.4 | 514.35 | 500 | Full Capacity | RIVERSIDE | CA | SCE | Devers-San Bernardino Line 230 kV | 2023-06-01 | 2023-06-01 | NA |  |  | NA
1641 | RAMPA | 2019-04-05 | 2019-04-15 | ACTIVE | C12 | Storage |  | Battery |  | 101 |  | 100 | Full Capacity | SAN BERNARDINO | CA | SCE | Etiwanda Substation 230kV | 2022-12-31 | 2022-12-31 | NA |  |  | NA
1642 | OBERON | 2019-04-02 | 2019-04-15 | ACTIVE | C12 | Storage | Photovoltaic | Battery | Solar | 518.4 | 518.4 | 500 | Full Capacity | RIVERSIDE | CA | SCE | Red Bluff Substation 500kV | 2022-12-31 | 2022-12-31 | NA |  |  | NA
1643 | LYCAN SOLAR | 2019-04-04 | 2019-04-15 | ACTIVE | C12 | Photovoltaic | Storage | Solar | Battery | 400 | 200 | 400 | Full Capacity | RIVERSIDE | CA | SCE | Red Bluff Substation 500kV | 2023-12-01 | 2023-12-01 | NA |  |  | NA
1644 | SAN BERNARDINO BESS | 2019-04-10 | 2019-04-15 | ACTIVE | C12 | Storage |  | Battery |  | 308.1 |  | 300 | Full Capacity | SAN BERNARDINO | CA | SCE | San Bernardino Substation 220kV | 2021-10-31 | 2021-10-31 | NA |  |  | NA
1645 | MENIFEE POWER BANK | 2019-04-10 | 2019-04-15 | ACTIVE | C12 | Storage |  | Battery |  | 725 |  | 705 | Full Capacity | RIVERSIDE | CA | SCE | Valley Substation 500kV | 2022-12-01 | 2022-12-01 | NA |  |  | NA
1646 | DOUBLE BUTTE STORAGE | 2019-04-05 | 2019-04-15 | ACTIVE | C12 | Storage |  | Battery |  | 507.6 |  | 500 | Full Capacity | RIVERSIDE | CA | SCE | Valley Substation 500 kV | 2022-12-31 | 2022-12-31 | NA |  |  | NA
1647 | ANGORA SOLAR FARM | 2019-04-02 | 2019-04-15 | ACTIVE | C12 | Storage | Photovoltaic | Battery | Solar | 700 | 700 | 700 | Full Capacity | CLARK | NV | SCE | Mohave Substation 500kV | 2022-10-01 | 2022-10-01 | NA |  |  | NA
1648 | BULLHEAD SOLAR | 2019-04-05 | 2019-04-15 | ACTIVE | C12 | Photovoltaic | Storage | Solar | Battery | 400 | 200 | 400 | Full Capacity | CLARK | NV | SCE | Mohave Substation 500kV | 2023-12-01 | 2023-12-01 | NA |  |  | NA
1649 | BONANZA SOLAR | 2019-04-05 | 2019-04-15 | ACTIVE | C12 | Storage | Photovoltaic | Battery | Solar | 150 | 300 | 300 | Full Capacity | CLARK/NYE | NV | GWT | Innovation 230kV Sub | 2023-12-01 | 2023-12-01 | NA |  |  | NA
1650 | ROUGH HAT HYBRID SOLAR | 2019-04-15 | 2019-04-15 | ACTIVE | C12 | Photovoltaic | Storage | Solar | Battery | 204 | 200 | 200 | Full Capacity | NYE | NV | GWT | Trout Canyon Switching Station 230kV | 2022-11-30 | 2022-11-30 | NA |  |  | NA
1653 | SLOAN ENERGY CENTER | 2019-04-13 | 2019-04-15 | ACTIVE | C12 | Storage | Photovoltaic | Battery | Solar | 118.6 | 459.54 | 448 | Full Capacity | CLARK | NN | GWT | Sloan Canyon Switching Station 230kV | 2023-05-31 | 2023-05-31 | NA |  |  | NA
1654 | YELLOW PINE 3 | 2019-04-09 | 2019-04-15 | ACTIVE | C12 | Photovoltaic | Storage | Solar | Battery | 262 | 254.98 | 250 | Full Capacity | CLARK | NV | GWT | Trout Canyon Substation 230kV | 2025-12-31 | 2025-12-31 | NA |  |  | NA
1655 | BONANZA PEAK SOLAR FARM | 2019-04-12 | 2019-04-12 | ACTIVE | C12 | Storage | Photovoltaic | Battery | Solar | 200 | 441 | 400 | Full Capacity | CLARK AND NYE | NV | GWT | Trout Canyon Switching Station 230kV | 2022-12-16 | 2022-12-16 | NA |  |  | NA
1656 | GYPSY ESS | 2019-04-04 | 2019-04-15 | ACTIVE | C12 | Storage |  | Battery |  | 200 |  | 200 | Full Capacity | SAN DIEGO | CA | SDGE | Bay-Boulevard 230kV | 2023-12-01 | 2023-12-01 | NA |  |  | NA
1657 | SANDPIPER STORAGE | 2019-04-02 | 2019-04-15 | ACTIVE | C12 | Storage |  | Battery |  | 200 |  | 200 | Full Capacity | ORANGE | CA | SDGE | Capistrano-Pico 138kV | 2023-06-30 | 2023-06-30 | NA |  |  | NA
1658 | CARDINAL STORAGE | 2019-04-01 | 2019-04-15 | ACTIVE | C12 | Storage |  | Battery |  | 200 |  | 200 | Full Capacity | IMPERIAL | CA | SDGE | Imperial Valley Substation 230kV | 2023-06-30 | 2023-06-30 | NA |  |  | NA
1660 | ENERGIA SIERRA JUAREZ WIND 3 | 2019-03-29 | 2019-04-15 | ACTIVE | C12 | Wind Turbine |  | Wind Turbine |  | 352.5 |  | 300 | Full Capacity | TIJUANA | MX | SDGE | ECO Substation 230kV | 2023-12-31 | 2023-12-31 | NA |  |  | NA
1661 | OBSIDIAN WIND | 2019-04-05 | 2019-04-15 | ACTIVE | C12 | Wind Turbine |  | Wind Turbine |  | 300 |  | 300 | Full Capacity | BAJA CALIFORNIA | MX | SDGE | ECO Substation 230kV | 2024-12-01 | 2024-12-01 | NA |  |  | NA
1662 | VENTASSO ENERGY STORAGE | 2019-04-06 | 2019-04-15 | ACTIVE | C12 | Storage |  | Battery |  | 50.77 |  | 50 | Full Capacity | SAN DIEGO | CA | SDGE | EI Cajon Substation 69kV | 2022-11-30 | 2022-11-30 | NA |  |  | NA
1663 | HOODINI | 2019-04-13 | 2019-04-15 | ACTIVE | C12 | Storage | Photovoltaic | Battery | Solar | 112.6 | 459.54 | 450 | Full Capacity | YUMA COUNTY | NN | SDGE | Hoodoo Wash Substation 500kV | 2023-05-31 | 2023-05-31 | NA |  |  | NA
1664 | TERMOELECTRICA DE MEXICALI STORAGE | 2019-03-29 | 2019-04-15 | ACTIVE | C12 | Storage |  | Battery |  | 500 |  | 500 | Full Capacity | SONORA | MX | SDGE | Imperial Valley Substation 230kV | 2021-12-31 | 2021-12-31 | NA |  |  | NA
1665 | KINGSLEY SOLAR FARM | 2019-04-01 | 2019-04-15 | ACTIVE | C12 | Storage | Photovoltaic | Battery | Solar | 360 | 360 | 360 | Full Capacity | IMPERIAL | CA | SDGE | Imperial Valley Substation 230kV | 2023-06-01 | 2023-06-01 | NA |  |  | NA
1666 | SALTON SOLAR | 2019-04-05 | 2019-04-15 | ACTIVE | C12 | Storage | Photovoltaic | Battery | Solar | 210.6 | 421.2 | 400 | Full Capacity | IMPERIAL | CA | SDGE | Imperial Valley Substation 230kV | 2023-12-01 | 2023-12-01 | NA |  |  | NA
1667 | WISTARIA RANCH SOLAR 2 | 2019-04-12 | 2019-04-15 | ACTIVE | C12 | Photovoltaic | Storage | Solar | Battery | 153.7 | 52.13 | 150 | Full Capacity | IMPERIAL | CA | SDGE | Imperial Valley Substation 230kV | 2022-12-31 | 2022-12-31 | NA |  |  | NA
1668 | SUFFOLK STORAGE | 2019-04-12 | 2019-04-15 | ACTIVE | C12 | Storage |  | Battery |  | 51 |  | 50 | Full Capacity | SAN DIEGO | CA | SDGE | Mesa Heights Substation 69kV | 2021-12-01 | 2021-12-01 | NA |  |  | NA
1669 | POME BESS | 2019-04-13 | 2019-04-15 | ACTIVE | C12 | Storage |  | Battery |  | 101.5 |  | 100 | Full Capacity | SAN DIEGO | NN | SDGE | Pomerado Substation 69kV | 2023-05-31 | 2023-05-31 | NA |  |  | NA
1670 | PEREGRINE STORAGE | 2019-04-01 | 2019-04-15 | ACTIVE | C12 | Storage |  | Battery |  | 200 |  | 200 | Full Capacity | SAN DIEGO | CA | SDGE | Silvergate Substation 230kV | 2023-06-30 | 2023-06-30 | NA |  |  | NA
1671 | MARINE DEPOT | 2019-04-16 | 2019-04-15 | ACTIVE | C12 | Storage |  | Battery |  | 26.6 |  | 25 | Full Capacity | SAN DEIGO | NN | SDGE | Point Loma Substation 69kV | 2021-12-31 | 2021-12-31 | NA |  |  | NA
1672 | BOULDER OAKS HYBRID | 2019-04-05 | 2019-04-15 | ACTIVE | C12 | Wind Turbine | Storage | Wind Turbine | Battery | 205.8 | 205 | 400 | Full Capacity | SAN DIEGO | CA | SDGE | ECO-Miguel 500kV | 2021-09-30 | 2021-09-30 | NA |  |  | NA
1673 | NIGHTHAWK STORAGE | 2019-04-02 | 2019-04-15 | ACTIVE | C12 | Storage |  | Battery |  | 300 |  | 300 | Full Capacity | SAN DIEGO | CA | SDGE | Sycamore Canyon Substation 138kV | 2023-06-30 | 2023-06-30 | NA |  |  | NA
1674 | SV ENERGY STORAGE FACILITY | 2019-04-12 | 2019-04-15 | ACTIVE | C12 | Storage |  | Pumped-Storage hydro |  | 500 |  | 500 | Full Capacity | SAN DIEGO | CA | SDGE | Sycamore Canyon Substation 230kV | 2026-04-01 | 2026-04-01 | NA |  |  | NA
1675 | RESAVA ENERGY STORAGE | 2019-04-05 | 2019-04-15 | ACTIVE | C12 | Storage |  | Battery |  | 122 |  | 120 | Full Capacity | SAN DIEGO | CA | SDGE | Valley Center 69kV | 2021-12-31 | 2021-12-31 | NA |  |  | NA
N/A | Project not in queue
TBD | To be determined

## cns_mapping
CSP Category | RESOLVE Resource
Southern_PGE_Wind | Carrizo_Wind
Southern_PGE_Wind | Central_Valley_North_Los_Banos_Wind
Southern_PGE_Wind | Kern_Greater_Carrizo_Wind
Southern_PGE_Wind | Westlands_Ex_Wind
Southern_CA_Desert_Southern_NV_Wind | Greater_Imperial_Wind
Southern_CA_Desert_Southern_NV_Wind | SCADSNV_Wind
Southern_CA_Desert_Southern_NV_Wind | Southern_California_Desert_Ex_Wind
Southern_CA_Desert_Southern_NV_Wind | Southern_Nevada_Wind
Greater_Kramer_Wind | Greater_Kramer_Wind
Greater_Kramer_Wind | Kramer_Inyokern_Ex_Wind
Sacramento_River_Wind | Humboldt_Wind
Sacramento_River_Wind | Northern_California_Ex_Wind
Sacramento_River_Wind | Sacramento_River_Wind
Sacramento_River_Wind | Solano_subzone_Wind
Sacramento_River_Wind | Solano_Wind
Tehachapi_Wind | Tehachapi_Wind
Wyoming_Wind | Wyoming_Wind
New_Mexico_Wind | New_Mexico_Wind
NW_Ext_Tx_Wind | NW_Ext_Tx_Wind
SW_Ext_Tx_Wind | SW_Ext_Tx_Wind
Humboldt_Bay_Offshore_Wind | Cape_Mendocino_Offshore_Wind
Humboldt_Bay_Offshore_Wind | Del_Norte_Offshore_Wind
Humboldt_Bay_Offshore_Wind | Humboldt_Bay_Offshore_Wind
Diablo_Canyon_Offshore_Wind | Diablo_Canyon_Offshore_Wind_Ext_Tx
Diablo_Canyon_Offshore_Wind | Diablo_Canyon_Offshore_Wind
Diablo_Canyon_Offshore_Wind | Morro_Bay_Offshore_Wind
Southern_PGE_Solar | Carrizo_Solar
Southern_PGE_Solar | Central_Valley_North_Los_Banos_Solar
Southern_PGE_Solar | Kern_Greater_Carrizo_Solar
Southern_PGE_Solar | Westlands_Ex_Solar
Southern_PGE_Solar | Westlands_Solar
Southern_CA_Desert_Southern_NV_Solar | Greater_Imperial_Solar
Southern_CA_Desert_Southern_NV_Solar | Riverside_Palm_Springs_Solar
Southern_CA_Desert_Southern_NV_Solar | SCADSNV_Solar
Southern_CA_Desert_Southern_NV_Solar | Southern_California_Desert_Ex_Solar
Southern_CA_Desert_Southern_NV_Solar | Southern_Nevada_Solar
Southern_CA_Desert_Southern_NV_Solar | Mountain_Pass_El_Dorado_Solar
Southern_CA_Desert_Southern_NV_Solar | Arizona_Solar
Greater_Kramer_Solar | Inyokern_North_Kramer_Solar
Greater_Kramer_Solar | Kramer_Inyokern_Ex_Solar
Greater_Kramer_Solar | North_Victor_Solar
Sacramento_River_Solar | Northern_California_Ex_Solar
Sacramento_River_Solar | Sacramento_River_Solar
Sacramento_River_Solar | Solano_Solar
Sacramento_River_Solar | Solano_subzone_Solar
Tehachapi_Solar | Tehachapi_Solar
Tehachapi_Solar | Tehachapi_Ex_Solar